## Full Combined Catalogue
Image | Source | Category (Catalogue) | Price List Item Code | Price List Description | Preferred Vendor | Price | U/M | Catalogue Part # | Catalogue Description | Note
| Price List only |  | 0049220.03 | Aerus Black Bag Demo Kit | Aerus Canada Inc. | 412.31 | each (ea)
| Price List only |  | 00616.03 | Guardian Angel Air Cleaner | Tristar Distribution Center | 498.85 | each (ea)
| Price List only |  | 0069997.03 | Aerus Video Book | Tristar Distribution Center | 74.21 | each (ea)
| Price List + Catalogue | Version 1 - 7 Stage RO Ceramic Sterilization System Replacement Parts | 010.SC | O'Ring for double O ring Bucket | ABLE O RINGS & SEALS | 1.75 | each (ea) | 010.H2O | O'Ring for double O ring Bucket
| Price List + Catalogue | Demo Materials | 0106.DEM | Test Tube - Square w/cap - Iron Test | La Motte Company | 4.8 | each (ea) | 0106.H2O | Test Tube - Square w/cap - Iron Test
| Price List + Catalogue | Demo Materials | 012.DEM | TDS Meters.H2O | Good Water Warehouse Inc. | 20 |  | 012.H2O | TDS Meters.H2O
| Price List + Catalogue | Demo Materials | 018.1.H2O | Cap for 2L Water Bottles | West Heat Industries Limited | 0.5 |  | 018.1.H2O | Cap for 2L Water Bottles
| Price List + Catalogue | Demo Materials | 018.H2O | 2 L - RO Handle Water Bottle with Cap | West Heat Industries Limited | 5.75 |  | 018.H2O | 2 L - RO Handle Water Bottle with Cap
| Price List + Catalogue | Pur100-7 Replacement Parts | 0208W.IN | JG 1/4 Union Tee.IN.... | Watergroup | 4.76 |  | 0208W.H2O | JG 1/4 Union Tee
| Price List + Catalogue | Pur100-7 Replacement Parts | 0212W.IN | JG 3/8 Union Tee.IN | Watergroup | 5.95 |  | 0212W.H2O | JG 3/8 Union Tee
| Price List + Catalogue | Demo Materials | 0297.DEM | Test Tube, "HARD", 15 x 120 mm, w/cap | La Motte Company | 4.01 | each (ea) | 0297.H2O | Test Tube, "HARD", 15 x 120 mm, w/cap
| Price List + Catalogue | Demo Materials | 0298.DEM | Test Tube, "SOFT", 15 x 120 mm, w/cap | La Motte Company | 3.8 | each (ea) | 0298.H2O | Test Tube, "SOFT", 15 x 120 mm, w/cap
| Price List + Catalogue | Pur100-7 Replacement Parts | 0312W.IN | 3/8 Union Elbow.IN | Watergroup | 5.23 |  | 0312W.H2O | 3/8 Union Elbow
| Price List + Catalogue | Demo Materials | 0344.DEM | Pipet, Glass w/cap, 20mm | La Motte Company | 6.88 | each (ea) | 0344.H2O | Pipet, Glass w/cap, 20mm
| Price List only |  | 0392.03 | Pipet, plain, plastic, w/cap | La Motte Company | 6.96 | each (ea)
| Price List + Catalogue | Pur100-7 Replacement Parts | 040808W.IN | JG 1/4 X 1/4 Straight Valve | Watergroup | 10.78 |  | 040808W.H2O | JG 1/4 X 1/4 Straight Valve
| Price List + Catalogue | Pur100-7 Replacement Parts | 0408W.IN | Union Connector - 1/4" | Watergroup | 2.24 |  | 0408W.H2O | JG 1/4 Union Connector - Straight
| Price List + Catalogue | Pur100-7 Replacement Parts | 0412W.IN | JG 3/8 UNION CONN-WHITE | Watergroup | 3.03 |  | 0412W.H2O | JG 3/8 Union Connector - Straight
| Price List + Catalogue | Demo Materials | 0452.DEM | Hard Flasks with Blue Plastic Stopper | La Motte Company | 21.55 | each (ea) | 0452.H2O | Hard Flasks with Blue Plastic Stopper
| Price List + Catalogue | Demo Materials | 0453.DEM | Soft Flasks with blue plastic stopper | La Motte Company | 21.55 | each (ea) | 0453.H2O | Soft Flasks with blue plastic stopper
| Price List + Catalogue | Quick Connect | 050822W | John Guest (CI050822W) Stem Adapter 1/4" X 1/4" NPT White | Watergroup | 3.53 | each (ea) | 050822W | John Guest (CI050822W) Stem Adapter 1/4" X 1/4" NPT White
| Price List + Catalogue | Quick Connect | 061208W.IN | Reducer Stem 3/8 x ¼ | Watergroup | 3.689 | each (ea) | 061208W.IN | Reducer Stem - 1/2 x 3/8 Stem - JG
| Price List + Catalogue | Demo Materials | 0616.DEM | Cap plug, Stopper Plastic #42 For 250ML Flask - Blue | La Motte Company | 0.9 | each (ea) | 0616.DEM | Cap plug, Stopper Plastic #42 For 250ML Flask - Blue
| Price List + Catalogue | Pur100-7 Replacement Parts | 061612S.IN | Reducer Stem - 1/2 x 3/8 Stem - JG | Watergroup | 3.96 | each (ea) | 061612S.H2O | Reducer Stem - 1/2 x 3/8 Stem
| Price List + Catalogue | Version 1 - 7 Stage RO Ceramic Sterilization System Replacement Parts | 062.H2O | Bypass Valves.H2O | Ningbo Donewa Industry Co.,Ltd. | 7.5 |  | 062.H2O | Bypass Valves
| Price List + Catalogue | Demo Materials | 0627.DEM | CAPLUG STOPPER PLASTIC #27 - BLUE | La Motte Company | 0.85 | each (ea) | 0627.H2O | CAPLUG STOPPER PLASTIC #27 - BLUE
| Price List + Catalogue | Demo Materials | 0651.DEM | Rubber stopper for Precip Tube | La Motte Company | 1.1 | each (ea) | 0651.H2O | Rubber stopper for Precip Tube
| Price List + Catalogue | Demo Materials | 0670.DEM | Rubber stoppers for Flasks #6 | La Motte Company | 3.16 | each (ea) | 0670.H2O | Rubber stoppers for Flasks #6
| Price List + Catalogue | Demo Materials | 0696.DEM | Spoon, Measuring, 0.05G.H2O | La Motte Company | 2.77 | each (ea) | 0696.H2O | Spoon, Measuring, 0.05G
| Price List + Catalogue | Demo Materials | 0800.H2O | Precip Test Bottles - Square w/ Cap - Marked with 65/75 ml | La Motte Company | 18.18 | each (ea) | 0800.H2O | Precip Test Bottles - Square w/ Cap - Marked with 65/75 ml
| Price List only |  | 0812W | PLUG 3/8, WHITE | Watergroup | 1.3291 | each (ea)
| Price List + Catalogue | Demo Materials | 0879.DEM | PRECIP RACK ACRYLIC - 7/8 INCH DIAM, LDPE/BLU 440-712 | La Motte Company | 14.24 | each (ea) | 0879.H2O | PRECIP RACK ACRYLIC - 7/8 INCH DIAM, LDPE/BLU 440-712
| Price List + Catalogue | Version 1 - 7 Stage RO Ceramic Sterilization System Replacement Parts | 099.H2O | Pressure Limiting Valve.H2O | Ningbo Donewa Industry Co.,Ltd. | 20.66 |  | 099.H2O | Pressure Limiting Valve
| Price List + Catalogue | Pur100-7 Replacement Parts | 1/4SCV.IN | CHECK VALVE 1/4 | Watergroup | 17.91 | each (ea) | 1/4SCV.H2O | 1/4 Check Valve
| Price List + Catalogue | Demo Materials | 1001.H2O | NUTRI-STAHL-1QUARTDEMO COOK.H2O | Lake Industries Company | 30.9 |  | 1001.H2O | NUTRI-STAHL-1QUARTDEMO COOK
| Price List only |  | 10010006.SC | 850 Valve complete with Power Head, for Country Soft+, City Soft+ Conditioner | Watergroup | 405.15 | each (ea)
| Price List only |  | 10010006R.SC | 850 Valve complete with Power Head, for Country Soft+, City Soft+ Conditioner | Watergroup | 369.63 | each (ea)
| Price List only |  | 10010009-2510.SC | Valve complete with Power Head, 565 EM Softener Meter valve OLD AIO2510 SIM | Watergroup | 463.55 | each (ea)
| Price List only |  | 10010009.SC | Valve complete with Power Head, 565 EM Softener Meter valve for HHC, SIM, TOCC, LCC, HTO | Watergroup | 463.55 | each (ea)
| Price List only |  | 10010061.SC | VALVE 485CAB,185UFCAB NEW TDC AWHWCS Country Soft+, City Soft+ Conditioner | Watergroup | 403.78 | each (ea)
| Price List only |  | 10010093.SC | VALVE 765 BIG FACE HYDROTECH GREY COVER | Watergroup | 422.69 | each (ea)
| Price List + Catalogue | Demo Materials | 1002.DEM | MINI Cond. "S" MODEL - NEW KITS | La Motte Company | 183.85 | each (ea) | 1002.H2O | MINI Cond. "S" MODEL - NEW KITS
| Price List only |  | 10026.COM | NEW Find Four Eh! - Vertical Back Flyers - GOLD SHOWERHEAD-NINTENDO SWITCH - 3300 /box | Computer Graphics | 339.36 | each (ea)
| Price List only |  | 10026.TDC | NEW Find Four Eh! - Vertical Back Flyers - GOLD SHOWERHEAD-NINTENDO SWITCH - 3300 /box | Computer Graphics | 339.36 | each (ea)
| Price List + Catalogue | Paper Work | 10030.TDC | Consumer Loyalty Rewards Program (50/pk) | Wilson Business Solutions Inc. | 66 | each (ea) | 10030.TDC | Consumer Loyalty Rewards Program (50/pk)
| Price List only |  | 10031.TDC | NEW TICTACTOE Flyers - SHOWERHEAD- 3300 /box | Computer Graphics | 339.36 | each (ea)
| Price List + Catalogue | Paper Work | 10037.03 | RPS PUV-48 Furnace Brochure - (Pkg of 50) | Rayacom Print & Design | 30.525 |  | 10037.TDC | 3 Day 2 Night (Singles) CDN - Reprint
| Price List only |  | 10038-S.TDC | Consumer Loyalty Tracker (Single) | Rayacom Print & Design | 0.77 | each (ea)
| Price List only |  | 10038.TDC | Consumer Loyalty Tracker (100/pk) | Rayacom Print & Design | 77 | each (ea)
| Price List only |  | 10039.03 | RPS600S Brochure - (Pkg of 50) | Rayacom Print & Design | 23.5
| Price List only |  | 10040.TDC | Digital Demo Book | Dolce Magazine Publishing Inc. | 56.1589 | each (ea)
| Price List only |  | 10041.03 | RPS-701 Brochure(Black/White Units)- (Pkg of 50) | Rayacom Print & Design | 29.7
| Price List only |  | 10042.03 | Medicare Brochure(Black/White Units)- (Pkg of 50) | Rayacom Print & Design | 29.7
| Price List only |  | 101016.03 | 300T Cross Sunk Head Screw (3x8) | RespirAide Tech Inc. | 0.154
| Price List only |  | 101040.03 | 300T Stainless Steel Screw 6x20 | RespirAide Tech Inc. | 0.154
| Price List only |  | 101047.SO | GAUGE 0-100PSI 2"OD 1/4"NPT LOWER MOUNT -WHF | Watergroup | 6.94
| Price List only |  | 10106.03 | P-600 Interlock Switch | RespirAide Tech Inc. | 12.53
| Price List only |  | 10110.03 | P-600 Switch - 3 Speed (Control Switch) | RespirAide Tech Inc. | 22.78
| Price List only |  | 101301.03 | 300T Main Power Cord.. | RespirAide Tech Inc. | 8.39
| Price List only |  | 101313.03 | 300T Main Circuit Board Transformer.. | RespirAide Tech Inc. | 8.07
| Price List only |  | 101316.03 | 300T Power Supply Transformer | RespirAide Tech Inc. | 9.68
| Price List only |  | 101319.2.03 | 400T/300T/200T UV Lamp Holder & Ballast - NEW | RespirAide Tech Inc. | 12.59
| Price List only |  | 101319.3.03 | 400T/300T/200T UV Lamp Power Cord - New | RespirAide Tech Inc. | 0.62
| Price List only |  | 101337.03 | 200T/300T Battereis for Remote | RespirAide Tech Inc. | 0.385
| Price List only |  | 101401.03 | 300T UV Lamp Rubber Plug | RespirAide Tech Inc. | 0.08
| Price List only |  | 101503.03 | 300T/200T Magnet | RespirAide Tech Inc. | 2.002
| Price List only |  | 101504.03 | 300T UV Lamp Clip | RespirAide Tech Inc. | 1.122
| Price List only |  | 101515.03 | 300T Flat Head Rivet (3.2) | RespirAide Tech Inc. | 0.154
| Price List only |  | 101516.03 | 300T Round Head Rivet (3.2) | RespirAide Tech Inc. | 0.154
| Price List only |  | 101520.03 | 300T Nylon Column Screw (2.9x12) | RespirAide Tech Inc. | 0.935
| Price List only |  | 101801.03 | 300T/200T Round Ceramic Insulator - New | RespirAide Tech Inc. | 1.23
| Price List only |  | 101802.03 | 300T/200T Round Ceramic Insulator - New | RespirAide Tech Inc. | 0.79
| Price List only |  | 101901.03 | 300T Power Cord Socket Complete | RespirAide Tech Inc. | 1.232
| Price List + Catalogue | Version 1 - 7 Stage RO Ceramic Sterilization System Replacement Parts | 102.H2O | 1/4 T-Conor for Waste Water Flo | Ningbo Donewa Industry Co.,Ltd. | 6.53 |  | 102.H2O | 1/4 T-Conor for Waste Water Flow
| Price List + Catalogue | SIM Replacement Parts | 10218.SC | Switch, Micro - SIM 2510 | Watergroup | 10.62 | each (ea) | 10218.SC | Switch, Micro - SIM 2510
| Price List only |  | 10227.SO | INJECTOR SCREEN, 5600 | Good Water Warehouse Inc. | 17.32
| Price List only |  | 10229.SC | Gasket, Cover. Inj - SIM 2014 | Watergroup | 1.29 | each (ea)
| Price List + Catalogue | Demo Materials | 1026.1.DEM | Gromet for Lamotte Mini Cond. | Fuller Engineering Inc. | 19.98 | each (ea) | 1026.1.H2O | Gromet for Lamotte Mini Cond.
| Price List + Catalogue | Demo Materials | 1026.4.H2O | Clamps for Lamotte Mini Cond. T | Fisher Scientific Company | 0.67 |  | 1026.4.H2O | Clamps for Lamotte Mini Cond. T
| Price List only |  | 1041.DEM | Plug, Plastic (Top of Mini Softener) Black | La Motte Company | 3.84 | each (ea)
| Price List only |  | 1046-S.DEM | TUBING, LATEX, AMBER, 1/4ID, 5FT - FOR MINI CONDITIONER | La Motte Company | 26.44 | each (ea)
| Price List only |  | 10914.SO | Injector Throat, 5600 | Watergroup
| Price List + Catalogue | Demo Materials | 1100.DEM | Octa Slide Viewer | La Motte Company | 21.86 | each (ea) | 1100.H2O | Octa Slide Viewer
| Price List + Catalogue | SIM Replacement Parts | 11098.SC | PUSHER FOR SIM 2510 | Watergroup | 53.74 | each (ea) | 11098.SC | PUSHER FOR SIM 2510
| Price List + Catalogue | Pur100-7 Replacement Parts | 11222W.IN | JE3/8X1/4NPTFMCONN-WHITE | Watergroup | 3.12 |  | 11222W.H2O | JE3/8 X 1/4 NPTF Male Connector
| Price List + Catalogue | Version 1 - 7 Stage RO Ceramic Sterilization System Replacement Parts | 118.H2O | Pressure Reducer (60PSI Pressure Limiting Valve) | Watergroup | 21.71 |  | 118.H2O | Pressure Reducer (60PSI Pressure Limiting Valve)
| Price List only |  | 12087.SC | SXT5600 Head Drain Line Flow Control Washer flow 2.0 GPM | Watergroup | 4.8 | each (ea)
| Price List + Catalogue | Demo Materials | 1241.DEM | CAP, DROPPER & PLUG FOR G & H SIZE BOTTLES - FOR 60ML BOTTLES | La Motte Company | 0.3 | each (ea) | 1241.H2O | Cap, Dropper & Plug for G&H Size Bottles
| Price List only |  | 12638.SO | O-RING,-013,INJECTOR 5600 | Good Water Warehouse Inc.
| Price List only |  | 13017.SO | Gear, Idler, 5600 | Watergroup | 6.99
| Price List + Catalogue | SIM Replacement Parts | 13061.SC | PULLER FOR SIM 2510 | Watergroup | 60.9 | each (ea) | 13061.SC | PULLER FOR SIM 2510
| Price List only |  | 13147-1.5.SC | PVC Tube Part For SIM Conversion Kit | Watergroup | 0.916 | each (ea)
| Price List only |  | 13163.SO | INJECTOR BODY, 5600 | Good Water Warehouse Inc. | 17.32
| Price List only |  | 13244.03 | ADAPTER,BLFC,BRASS | Watergroup | 14.59 | each (ea)
| Price List only |  | 13245.03 | Brine Line Flow Control Button Retainer | Watergroup |  | each (ea)
| Price List + Catalogue | Soft & Soft+ Conditioner Replacement Parts | 13255.SC | Bypass Clips | Watergroup | 1.15 | each (ea) | 13255.H2O | Bypass Clips
| Price List only |  | 13301.SO | O-RING,-011,INJECTOR, 5600 | Good Water Warehouse Inc.
| Price List only |  | 13303.SO | O-RING | Good Water Warehouse Inc. | 1.36
| Price List + Catalogue | Soft & Soft+ Conditioner Replacement Parts | 13305.SC | "O" Ring for Turbine | Watergroup | 0.43 |  | 13305.H2O | "O" Ring for Turbine
| Price List + Catalogue | Soft & Soft+ Conditioner Replacement Parts | 13308.H2O | Barb Hose DLSC Line Flow Contro | Watergroup | 3.48 | each (ea) | 13308.H2O | Barb Hose DLSC Line Flow Control
| Price List only |  | 1340201-60.SO | UF,QC,4 STAGE,PLATINUM | Watergroup | 257.29 | each (ea)
| Price List only |  | 1340303-60-D.SO | - AQF PLAT QCRO4V-75 4 STAGE, 75GPD, DELUXE CHROME AG VS888 FAUCET 20 STK | Watergroup | 601.03 | each (ea)
| Price List + Catalogue | Soft & Soft+ Conditioner Replacement Parts | 13624.SO | Safety Float 2300 for Water Conditioner | Watergroup | 44.13 | each (ea) | 13624.SO | Safety Float 2300 for Old Water Conditioner
| Price List only |  | 13984.SO | Piston Assembly - For TOCC Units | Watergroup | 45.56 | each (ea)
| Price List + Catalogue | Version 1 - 7 Stage RO Ceramic Sterilization System Replacement Parts | 146.H2O | Pressure Relief Valve.H2O | Ningbo Donewa Industry Co.,Ltd. | 3.66 |  | 146.H2O | Pressure Relief Valve
| Price List only |  | 148.SC | BOOSTER PUMP COMPLETE 6800 with 3/8 Pressure Switch & Transformer | Good Water Warehouse Inc. | 176 | each (ea)
| Price List only |  | 14805.SC | Gasket, Inj Body - SIM 2014 | Watergroup | 0.85 | each (ea)
| Price List only |  | 150061.IN | Bracket, BB HSG, Powder with Sc | Watergroup | 16.54 | each (ea)
| Price List + Catalogue | UV 10 Replacement Parts | 150295.IN | UV10/WHF Series Sump Wrench | Watergroup | 8.6 | each (ea) | 150295 | UVB & UV20 Series Sump Wrench | Also used for: WHF Replacement Parts - 150295.IN
| Price List only |  | 15101036-1.SO | Soft,HT89UF-200HTO, 1252B, R145 Black 224 STK | Watergroup | 1769.26 | each (ea)
| Price List only |  | 15102420-860.EX | TANNIN REMOVAL UNIT HT765 TLC-150-A860, Black | Watergroup | 2277.51 | each (ea)
| Price List + Catalogue | UV15 Replacement Parts | 151122.SO | HFF - O Ring for the Bag filter | Watergroup | 0.81648 | each (ea) | 151122 | O-Ring, UVBB Series, Sump
| Price List + Catalogue | Demo Materials | 152.H2O | Lead Box with Ballots.H2O | Good Water Warehouse Inc. | 27.5 |  | 152.H2O | Lead Box with Ballots
| Price List + Catalogue | Soft & Soft+ Conditioner Replacement Parts | 15216.H2O | Meter Cable Flex 5600 Conditioner Head | Watergroup | 24.01 | each (ea) | 15216.H2O | Meter Cable- new conditioner
| Price List only |  | 154166.SC | CAP,1",HFPP,BLACK,CW/PR BIG BLUE *PO20 | Watergroup | 57.6 | each (ea)
| Price List only |  | 15506543.SC | Cartridge, Carbon, 20" RFC-20 Radial Flow *PS2 - CAN RO 800 | Watergroup | 88.9 | each (ea)
| Price List only |  | 155281-43.SO | BBF1-20MB FDA DI RESIN (20"BB) | Good Water Warehouse Inc. | 180 | each (ea)
| Price List + Catalogue | Version 1 - 7 Stage RO Ceramic Sterilization System Replacement Parts | 155319-03.SC | RESIN FILTER | Watergroup | 27.09 |  | 155319-03.H2O | RESIN FILTER
| Price List + Catalogue | HFF Replacement Parts | 15538603.SC | 5 Mic 20-BB Bag Filter for HFF | Watergroup | 10.69 |  | 15538603.H2O | 5 Mic 20-BB Bag Filter for HFF
| Price List only |  | 15550954.SO | Filt, NRV-200 TOC, CAT CARB, 1252B 93 STK | Watergroup | 794.5
| Price List only |  | 15550956.SO | Filt, NRV-250 TOC, CAT CARB, 1252B 93 STK | Watergroup | 826.85
| Price List only |  | 15551110-1.SO | Filt,HT565-100BIFCC, 1044N with Centaur Carbon 100 | Watergroup | 1204.16 | each (ea)
| Price List only |  | 15554851-1.SO | Filt, HT89DF-200BIFCC 1252N- SIM modified filter with catalytic carbon | Watergroup | 1470.95 | each (ea)
| Price List only |  | 15563543.SC | UV10 - Cartridge EPM-20 Carbon Block | Watergroup | 18.29 | each (ea)
| Price List + Catalogue | Demo Materials | 156.H2O | HARDNESS TEST - 50/BOTTLE.H2O | Good Water Warehouse Inc. | 13.874 | each (ea) | 156.H2O | HARDNESS TEST - 50/BOTTLE.H2O
| Price List only |  | 15601704.SO | Valve, Ball, 3/4 Brass - for UV10 | Watergroup | 22.01 | each (ea)
| Price List only |  | 158739.SC | Single O Ring White Bucket | Good Water Warehouse Inc. | 20.08 | each (ea)
| Price List + Catalogue | Demo Materials | 165.H2O | Chlorine Test Kits.H2O | PARTSWERX INC. | 8.5 |  | 165.H2O | Chlorine Test Kits
| Price List only |  | 16944.03 | Motor for Conditioner -5600sxt head | Watergroup | 24.55 | each (ea)
| Price List only |  | 18280.SO | Upper Basket (CONE,DIST,TOP,1",NARROW, ALL VALVES,07060009P) | Watergroup | 0.69552 | each (ea)
| Price List + Catalogue | SIM Replacement Parts | 18303.SO | SIM - O Ring - 336 | Watergroup | 2.68 | each (ea) | 18303.SO | SIM - O Ring - 336
| Price List + Catalogue | SIM Replacement Parts | 18312.SO | Retainer, Drain Clip for new SIM | Watergroup | 0.76 |  | 18312.SO | Retainer, Drain Clip for new SIM
| Price List only |  | 18722.SO | CAM,BRINE VALVE, 5600 | Watergroup | 6.99
| Price List only |  | 18743-1 .SC | MOTOR,DRIVE,120V/60HZ, 1/30 RPM,CRANKSHAFT-SXT5600 | Watergroup | 52.58 | each (ea)
| Price List only |  | 19228-02.SO | ADAPTOR ASSY, CHECK VALVE COUPLING, 2510 | Watergroup | 14.12
| Price List only |  | 19474.SO | Wiring Harness.SO | Watergroup | 12.082
| Price List only |  | 19475.SO | Pressure Regulator Cap Assembly | Watergroup | 57.5
| Price List + Catalogue | Soft & Soft+ Conditioner Replacement Parts | 19569.SC | CLIP, METER, TURBINE | Watergroup | 1.7287 |  | 19569.H2O | CLIP, METER, TURBINE
| Price List + Catalogue | Soft & Soft+ Conditioner Replacement Parts | 19674.SC | Main Power Cord for Conditioner Head - 56SXT Trans., 24V, 9.6VA | Watergroup | 38.458 | each (ea) | 19674.H2O | Main Power Cord for Conditioner Head - 56SXT Trans., 24V, 9.6VA
| Price List + Catalogue | Soft & Soft+ Conditioner Replacement Parts | 19791-01.SC | Meter Cable - Elec. Turbine 5600 | Watergroup | 16.67 | each (ea) | 19791-01.H2O | Meter Cable - Elec. Turbine (5600)
| Price List + Catalogue | Soft & Soft+ Conditioner Replacement Parts | 19791-02.SC | Meter Cable - Elec. Turbine (9100-9500 - 35") | Watergroup | 26.69 |  | 19791-02.H2O | Meter Cable - Elec. Turbine (9100-9500 - 35")
| Price List + Catalogue | Demo Materials | 198.H2O | Soap Reagent - 8 oz.H2O | Fuller Engineering Inc. | 10 |  | 198.H2O | Soap Reagent - 8 oz
| Price List only |  | 200-10.03 | 200T/301F/300T/400T/600SL/600S UV Germicidal Lamp - Single | RespirAide Tech Inc. | 6.54
| Price List only |  | 200-12.03 | 200T/300T UV Light Reflector Metal Plate | RespirAide Tech Inc. | 21.34
| Price List only |  | 200-13.03 | 200T Unit Upper Cover | RespirAide Tech Inc. | 24.805
| Price List only |  | 200-14-19.03 | 200T Fan Motor Unit Complete - New | RespirAide Tech Inc. | 74.8
| Price List only |  | 200-14-19.1.03 | 200T Fan Motor Unit Complete - Old | RespirAide Tech Inc. | 74.8
| Price List only |  | 200-14.03 | 200T Fan Motor Front Cover | RespirAide Tech Inc. | 14.883
| Price List only |  | 200-17.03 | 200T/300T Fan Blade | RespirAide Tech Inc. | 0
| Price List only |  | 200-18.03 | 200T Fan Motor | RespirAide Tech Inc. | 33.902
| Price List only |  | 200-18.1.03 | 200T Fan Motor Metal Fixture | RespirAide Tech Inc. | 2.068
| Price List only |  | 200-2.03 | 200T Magnetic Catcher | RespirAide Tech Inc. | 2.068
| Price List only |  | 200-2.1.03 | 200T Magnetic Catcher Holder | RespirAide Tech Inc. | 0.825
| Price List only |  | 200-20.03 | 200T/300T Motor Capacity | RespirAide Tech Inc. | 3.311
| Price List only |  | 200-22.03 | 200T Fan Motor Upper Plate | RespirAide Tech Inc. | 12.408
| Price List only |  | 200-22.1.03 | 200T Fan Motor (Black Screws) | RespirAide Tech Inc. | 0.055
| Price List only |  | 200-23.03 | 200T/300T Negative Ion Generator Holder | RespirAide Tech Inc. | 0.418
| Price List only |  | 200-24.03 | 200T Fan Motor Metal Mesh | RespirAide Tech Inc. | 0.825
| Price List only |  | 200-25.03 | 200T Remote Receiver Board | RespirAide Tech Inc. | 3.718
| Price List only |  | 200-25.1.03 | 200T Remote Receiver Wire | RespirAide Tech Inc. | 1.243
| Price List only |  | 200-26.03 | 200T Display Circuit Board | RespirAide Tech Inc. | 18.612
| Price List only |  | 200-27.03 | 200T Display Circuit Board Wire | RespirAide Tech Inc. | 1.903
| Price List only |  | 200-28.1.03 | 200T Gas Sensor Circuit Board & Wire | RespirAide Tech Inc. | 3.927
| Price List only |  | 200-29.03 | 200T Control Panel Cover | RespirAide Tech Inc. | 4.961
| Price List only |  | 200-30.03 | 200T Plastic Top Cover | RespirAide Tech Inc. | 7.447
| Price List only |  | 200-32.03 | 200T Unit Handle | RespirAide Tech Inc. | 0.748
| Price List only |  | 200-33.03 | 200T Electrical Power Cord & Plug | RespirAide Tech Inc. | 7.03
| Price List only |  | 200-33.1.03 | 200T Power Cord Holder | RespirAide Tech Inc. | 0.55
| Price List only |  | 200-34.03 | 200T Fuse and Fuse Holder | RespirAide Tech Inc. | 1.05
| Price List only |  | 200-34.1.03 | 200T Fuse | RespirAide Tech Inc. | 0.15
| Price List only |  | 200-35.03 | 200T/300T/400T/600S Castors (New square base) | RespirAide Tech Inc. | 1.29
| Price List only |  | 200-35.1.03 | 200T Castors (Old circle base) | RespirAide Tech Inc. | 1.65
| Price List only |  | 200-36.03 | 200T Bottom Plate.. | RespirAide Tech Inc. | 27.291
| Price List only |  | 200-37.1.03 | 200T High Voltage Wire | RespirAide Tech Inc. | 0.825
| Price List only |  | 200-37.2.03 | 200T Power Supply Signal Wire (RED) | RespirAide Tech Inc. | 2.365
| Price List only |  | 200-38.03 | 200T Electrostatic Discharge Switch | RespirAide Tech Inc. | 6.611
| Price List only |  | 200-39.0.03 | 200T Unit Epoxy Resin Board (Complete) - New 200T UNITS | RespirAide Tech Inc. | 9.097
| Price List only |  | 200-39.03 | 200T Cell Power Contact Plate (Complete)(Old) | RespirAide Tech Inc. | 9.097
| Price List only |  | 200-39.1.03 | 200T Unit Power Contact Plate - Old | RespirAide Tech Inc. | 9.35
| Price List only |  | 200-4.03 | 200T Front Panel Holder | RespirAide Tech Inc. | 2.321
| Price List only |  | 200-40.03 | 200T/300T Circuit Board Protector | RespirAide Tech Inc. | 1.452
| Price List only |  | 200-41.1.03 | 200T Transformer | RespirAide Tech Inc. | 9.097
| Price List only |  | 200-41.2.03 | 200T Circuit Board Power Connector | RespirAide Tech Inc. | 0.418
| Price List only |  | 200-41.3.03 | 200T Short-Circuit Part | RespirAide Tech Inc. | 0.121
| Price List only |  | 200-41.4.03 | 200T Connections for Main Circuit Board - Green (JZ1,JZ6,JZ7) | RespirAide Tech Inc. | 0.098
| Price List only |  | 200-41.5.03 | 200T Connections for Main Circuit Board - Transformer (JZ2) | RespirAide Tech Inc. | 0.098
| Price List only |  | 200-41.6.03 | 200T Connections for Main Circuit Board - Motor (JZ8) | RespirAide Tech Inc. | 0.098
| Price List only |  | 200-41.7.03 | 200T Power Supply Wire (Connect w/power supply & Main Circuit Board) | RespirAide Tech Inc. | 0.098
| Price List only |  | 200-41A.03 | 200T Electrical/Main Circuit Board (A) (Old Circuit Board) | RespirAide Tech Inc. | 78.562
| Price List only |  | 200-42.03 | 200T Interlock Switch (Microsafety Switch) (2 Reqd.) | RespirAide Tech Inc. | 3.311
| Price List only |  | 200-42.1.03 | 200T Interlock Switch Holder | RespirAide Tech Inc. | 0.253
| Price List only |  | 200-42.2.03 | 200T Interlock Switch Adjustor | RespirAide Tech Inc. | 0.253
| Price List only |  | 200-42.3.03 | 200T Interlock Switch Complete - NEW | RespirAide Tech Inc. | 3.311
| Price List only |  | 200-43.03 | 200T Melody Speakers (With Wires) | RespirAide Tech Inc. | 2.277
| Price List only |  | 200-44.03 | 200T Remote Control | RespirAide Tech Inc. | 4.47
| Price List only |  | 200-6.1.03 | 200T Electronic Cell Handle | RespirAide Tech Inc. | 0.495
| Price List only |  | 200-6.11.03 | 200T Electronic Cell Stainless Steel Screw | RespirAide Tech Inc. | 0.253
| Price List only |  | 200-6.12.03 | 200T Electronic Cell Ionizing Wire (Old) | RespirAide Tech Inc. | 0.36
| Price List only |  | 200-6.13.03 | 200T Electronic Cell Ionizing Wire Hook | RespirAide Tech Inc. | 0.022
| Price List only |  | 200-6.14.03 | 200T Electronic Cell Ionizing Wire Connecting Spring - Only | RespirAide Tech Inc. | 0.044
| Price List only |  | 200-6.17.03 | 200T Electronic Cell Power Contact (G) | RespirAide Tech Inc. | 0.209
| Price List only |  | 200-6.18.03 | 200T Electronic Cell Power Contact (LV) | RespirAide Tech Inc. | 0.209
| Price List only |  | 200-6.19.03 | 200T Electronic Cell Power Contact (HV) | RespirAide Tech Inc. | 0.209
| Price List only |  | 200-60.03 | New 200T/300T Electronic Cell (2 Stage) | RespirAide Tech Inc. | 96.8
| Price List only |  | 200-60.RT | New 200T Electronic Cell (2 Stage) | RespirAide Tech Inc. | 82.04
| Price List only |  | 200-60H-JW.03 | 400T/600S HEPA FILTER JUMPER WIRE (PURPLE) | RespirAide Tech Inc. | 0.33
| Price List only |  | 200-60H-JW.WR | 400T/600S HEPA FILTER JUMPER WIRE (PURPLE) | RespirAide Tech Inc. | 0
| Price List only |  | 200-60H.03 | 200T/300T/400T/600S HEPA FILTER | RespirAide Tech Inc. | 78.88
| Price List only |  | 200-60U.03 | New 200T/300T Electronic Cell (2 Stage) - USED | RespirAide Tech Inc. | 79.52
| Price List only |  | 200-70.03 | 200T/300T Black Leather Unit Cover | RespirAide Tech Inc. | 56.95
| Price List only |  | 200.1-S.H2O | Soap - 5oz pure soap bar - Single | LIQUID SOAP PRODUCTS | 0.33
| Price List + Catalogue | Demo Materials | 200.1.H2O | Soap - 5oz pure soap bar box of (500) | LIQUID SOAP PRODUCTS | 175.61 |  | 200.1.H2O | Soap - 5oz pure soap bar box of (500)
| Price List only |  | 20010066-C.SO | RO CAN 800GPD ONLY csa (No Storage Tank)..CAN 800 Reverse Osmosis System c/w..- One (1) 20" 5-micron sediment pre-filter..- One (1) 20" GAC pre-filter..- One (1) electronic controller..- Two (2) membrane elements..- CSA certified system | Ningbo Donewa Industry Co.,Ltd. | 1263.8375 | each (ea)
| Price List only |  | 20010074.EX | 5 STAGE RO-75 W/BOOSTER PUMP, 75 GPD, NSF 3.0 PLASTIC STORAGE TANK 45 STK | Watergroup | 283.825
| Price List only |  | 200304.03 | 400T UV Lamp Wire Complete | RespirAide Tech Inc. | 0.62
| Price List only |  | 200324.03 | 400T/600S Power Cord Complete with Holder | RespirAide Tech Inc. | 6.96
| Price List only |  | 200501.03 | RPS600SL Castors with Lock | RespirAide Tech Inc. | 1.34
| Price List only |  | 200501.WR | RPS600SL Castors with Lock | RespirAide Tech Inc. | 0
| Price List only |  | 200518.03 | 400T Front Panel Magnet | RespirAide Tech Inc. | 0.49
| Price List only |  | 200573.SO | Neoprene Jacket..9 x 48 Tank - Black | Watergroup | 51.78 | each (ea)
| Price List only |  | 200595-1.SO | Neoprene Jacket for TOCC Unit..9 x 48 Tank - Gray | Watergroup | 50.08 | each (ea)
| Price List only |  | 201122.03 | 300T Fan Housing Connector | RespirAide Tech Inc. | 2.519
| Price List + Catalogue | Pur100-7 Replacement Parts | 201208W.IN | Reducing Union - 3/8" x 1/4" | Watergroup | 4.59 |  | 201208W.H2O | Reducing Union - 3/8" x 1/4"
| Price List only |  | 201301.03 | 400T Main Circuit Board - Old Green Board - ZB04A | RespirAide Tech Inc. | 61.31
| Price List only |  | 201301.RT | 400T Main Circuit Board - Old Green Board - ZB04A | RespirAide Tech Inc. | 58.42
| Price List only |  | 201301.WR | 400T Main Circuit Board - Old Green Board - ZB04A | RespirAide Tech Inc. | 0
| Price List only |  | 201301A.03 | 400T Main Circuit Board - "A" Black Board - ZB14R(A) | RespirAide Tech Inc. | 61.31
| Price List only |  | 201301B.03 | 400T Main Circuit Board - "B" - Black Board - ZB14R(B) | RespirAide Tech Inc. | 62.07
| Price List only |  | 201301SL.03 | 600S/SL Main Circuit Board - Black Board - ZB14R (D) | RespirAide Tech Inc. | 61.31
| Price List only |  | 201301SL.WR | 600S/SL Main Circuit Board - Black Board - ZB14R (D) | RespirAide Tech Inc. | 0
| Price List only |  | 201306-C.03 | 400T New Main DC Motor only - A/C | RespirAide Tech Inc. | 46.79
| Price List only |  | 201306.03 | 400T New Main DC Motor only - A | RespirAide Tech Inc. | 46.79
| Price List only |  | 201306B-COM.03 | 400T New Main DC Motor Complete "B" | RespirAide Tech Inc. | 82.28
| Price List only |  | 201306SLC.03 | 600SL Fan Motor Complete | RespirAide Tech Inc. | 83.31
| Price List only |  | 201306SLC.RT | 600SL Fan Motor Complete | RespirAide Tech Inc. | 83.31
| Price List only |  | 201306SLC.WR | 600SL Fan Motor Complete | RespirAide Tech Inc. | 0
| Price List + Catalogue | Pur100-7 Replacement Parts | 201612W.IN | Reducing Union - 1/2" x 3/8" | Watergroup | 3.91 |  | 201612W.H2O | Reducing Union - 1/2" x 3/8"
| Price List only |  | 201907.03 | RPS600SL Electronic Cell (2 Stage) - 2 Clips | RespirAide Tech Inc. | 85.43
| Price List only |  | 201907B.03 | RPS600SL Electronic Cell (2 Stage) - 4 Clips | RespirAide Tech Inc. | 85.43
| Price List only |  | 201912SL-25.Miss | RPS600SL Granular Activated Carbon(VOC) Filter-Single | RespirAide Tech Inc. | 19.36 | each (ea)
| Price List only |  | 201912SL.03 | RPS600SL Granular Activated Carbon(VOC) Filter-Single | RespirAide Tech Inc. | 19.36 | each (ea)
| Price List only |  | 201912SL.Miss | RPS600SL Granular Activated Carbon(VOC) Filter-Single | RespirAide Tech Inc. | 19.36 | each (ea)
| Price List only |  | 201924.03 | 400T Negative Ion Ground Wire Complete | RespirAide Tech Inc. | 0
| Price List only |  | 202804.03 | 300T/200T Old Square Ceramic Insulator | RespirAide Tech Inc. | 2.068
| Price List only |  | 202805.03 | 300T/200T Old Round Ceramic Insulator | RespirAide Tech Inc. | 2.068
| Price List only |  | 210101.03 | 400T Unit Housing | RespirAide Tech Inc. | 55.34
| Price List only |  | 210101SL.03 | 600SL Unit Housing | RespirAide Tech Inc. | 53.93
| Price List only |  | 210102.03 | 400T Filter Case (Cell Holder) | RespirAide Tech Inc. | 30.44
| Price List only |  | 210103.03 | 400T Bottom Plate | RespirAide Tech Inc. | 21.42
| Price List only |  | 210103.1.03 | 400T Bottom Plate Complete | RespirAide Tech Inc. | 22.51
| Price List only |  | 210104.03 | 400T Outlet Screen Holder | RespirAide Tech Inc. | 0.84
| Price List only |  | 210105.03 | 400T Fan Motor Top Plate | RespirAide Tech Inc. | 8.76
| Price List only |  | 210109.03 | 400T UV Light Blocker (Left).. | RespirAide Tech Inc. | 2.53
| Price List only |  | 210110.03 | 400T UV Light Blocker (Right).. | RespirAide Tech Inc. | 2.9
| Price List only |  | 210111.03 | 400T Magnet Holder.... | RespirAide Tech Inc. | 0.04
| Price List only |  | 210112.03 | 400T Main Circuit Board Protector.. | RespirAide Tech Inc. | 2.04
| Price List only |  | 210201.03 | 600SL Plastic Top Cover Complete - With Black Board.. | RespirAide Tech Inc. | 62.28
| Price List only |  | 210202.03 | 400T Upper Panel "C".. | RespirAide Tech Inc. | 19.37
| Price List only |  | 210202D.03 | 400T Upper Panel "D".. | RespirAide Tech Inc. | 19.37
| Price List only |  | 210203.03 | 400T Plastic Front Panel "D".. | RespirAide Tech Inc. | 34.21
| Price List only |  | 210203C.03 | 400T Plastic Front Panel "C".. | RespirAide Tech Inc. | 34.21
| Price List only |  | 210203SL.03 | RPS-600SL Plastic Front Panel Complete.. | RespirAide Tech Inc. | 43.89
| Price List only |  | 210205-GRAY.03 | 400T Power Button Square Type -GRAY.. | RespirAide Tech Inc. | 0.65
| Price List only |  | 210205.03 | 400T Power Button Square Type -BLACK.. | RespirAide Tech Inc. | 0.9
| Price List only |  | 210206.03 | 400T Button - Rectangle Type "C".. | RespirAide Tech Inc. | 0.91
| Price List only |  | 210206D.03 | 400T Button - Rectangle Type "D".. | RespirAide Tech Inc. | 0.75
| Price List only |  | 210211.03 | 400T Unit Handle.. | RespirAide Tech Inc. | 0.62
| Price List only |  | 210212.03 | 400T Button Plastic Plate Display.. | RespirAide Tech Inc. | 3.88
| Price List only |  | 210212SP.03 | 600S Display Panel with Buttons (For Spring Board).. | RespirAide Tech Inc. | 4.59
| Price List only |  | 210302.03 | 400T Display Circuit Board - Green Board - XB06A.. | RespirAide Tech Inc. | 32.67
| Price List only |  | 210302.RT | 400T Display Circuit Board - Green Board - XB06A.. | RespirAide Tech Inc. | 32.67
| Price List only |  | 210302A.03 | 400T(E/F)/600S(A,B,C,D-1st Ver.)/600SL (A) Display Circuit Board - A - Black Board -XB15R(A).. | RespirAide Tech Inc. | 32.67
| Price List only |  | 210302SP.03 | 600S Display Circuit Board "D" - Green Board with Spring - 2019 -XB15R (B).. | RespirAide Tech Inc. | 32.67
| Price List only |  | 210303.03 | 400T Remote Control.. | RespirAide Tech Inc. | 4.84
| Price List only |  | 210303SL.03 | RPS600S-SL Remote Control.. | RespirAide Tech Inc. | 4.84
| Price List only |  | 210501.03 | 400T Outlet Screen.. | RespirAide Tech Inc. | 0.92
| Price List only |  | 210701.03 | 400T Owners Manual.. | RespirAide Tech Inc. | 4.49
| Price List only |  | 210801.03 | 400T Silica Gel Button.. | RespirAide Tech Inc. | 1.5
| Price List only |  | 210901.03 | 400T Plastic Top Cover Complete - With Board "D" - Green.. | RespirAide Tech Inc. | 62.28
| Price List only |  | 210901B.03 | 400T Plastic Top Cover Complete - With Board "B" - Green.. | RespirAide Tech Inc. | 62.28
| Price List only |  | 210901SP.03 | 600 Plastic Top Cover Complete - With Spring Board Green.. | RespirAide Tech Inc. | 62.28
| Price List only |  | 210902.03 | 400T Plastic Top Cover Complete - With Board "C" - Green.. | RespirAide Tech Inc. | 58.65
| Price List only |  | 210903.03 | 400T Plastic Top Cover - No Board "D".... | RespirAide Tech Inc. | 17.75
| Price List only |  | 210907.03 | 400T Interlock Switch Complete.. | RespirAide Tech Inc. | 4.86
| Price List only |  | 210913.03 | 400T Fan Motor Complete.... | RespirAide Tech Inc. | 78.09
| Price List only |  | 210915.03 | 400T Photo Catalyst...... | RespirAide Tech Inc. | 6.71
| Price List only |  | 211105.03 | 300T Circuit Board Protector.. | RespirAide Tech Inc. | 2.255
| Price List only |  | 211107.03 | 200T/300T UV Light Blocker.... | RespirAide Tech Inc. | 3.63
| Price List only |  | 211108.03 | 300T UV Lamp Fixation Plate...... | RespirAide Tech Inc. | 6.204
| Price List only |  | 211111.03 | 300T Photo Catalyst Holder........ | RespirAide Tech Inc. | 1.65
| Price List only |  | 211114.03 | 300T Fan Motor Bottom Plate.......... | RespirAide Tech Inc. | 7.7
| Price List only |  | 211117.03 | 300T Fan Motor Front Plate Complete............ | RespirAide Tech Inc. | 11
| Price List only |  | 211118.03 | 300T Upper Panel.............. | RespirAide Tech Inc. | 24.805
| Price List only |  | 211118.1.03 | 300T Upper Panel - NEW PAINT................ | RespirAide Tech Inc. | 24.805
| Price List only |  | 211119.03 | 300TFan Motor Holder................ | RespirAide Tech Inc. | 2.2
| Price List only |  | 211120.03 | 300T Fan Motor Top Plate.................. | RespirAide Tech Inc. | 8.8
| Price List only |  | 211121.03 | 300T Screen Metal Frame.................... | RespirAide Tech Inc. | 0
| Price List only |  | 211202.03 | 300T Fan Housing...................... | RespirAide Tech Inc. | 6.204
| Price List only |  | 211301.03 | 300T Display Circuit Board........................ | RespirAide Tech Inc. | 18.612
| Price List only |  | 211302.03 | 300T Gas Sensor.. | RespirAide Tech Inc. | 2.6
| Price List only |  | 211303.03 | 300T Remote Receiver.... | RespirAide Tech Inc. | 1.87
| Price List only |  | 211304.03 | 300T Main Circuit Board...... | RespirAide Tech Inc. | 62.07
| Price List only |  | 211305.03 | 300T Fan Motor.. | RespirAide Tech Inc. | 69.784
| Price List only |  | 211307.03 | 200T/300T Negative Ion Generator Complete.. | RespirAide Tech Inc. | 2.992
| Price List only |  | 211308.03 | 300T Display Circuit Board Wire.. | RespirAide Tech Inc. | 1.65
| Price List only |  | 211309.03 | 300T Gas Sensor Wire.... | RespirAide Tech Inc. | 0.94
| Price List only |  | 211310.03 | 300T Remote Receiver Wire...... | RespirAide Tech Inc. | 1.65
| Price List only |  | 211312.03 | 300T Negative Ion Ground Wire........ | RespirAide Tech Inc. | 1.65
| Price List only |  | 211313.03 | 300T Motor Ground Wire.......... | RespirAide Tech Inc. | 1.925
| Price List only |  | 211318.03 | 300T Power Cord Ground Wire............ | RespirAide Tech Inc. | 1.65
| Price List only |  | 211322.03 | 300T Power Supply Ground Wire.............. | RespirAide Tech Inc. | 1.65
| Price List only |  | 211323.03 | 300T Reset Button Wire................ | RespirAide Tech Inc. | 1.155
| Price List only |  | 211501.03 | 300T Aluminum Logo.................. | RespirAide Tech Inc. | 1.65
| Price List only |  | 211503.03 | 300T Outlet Screen.................... | RespirAide Tech Inc. | 2.2
| Price List only |  | 211504.03 | 300T Fan Motor Metal Mesh...................... | RespirAide Tech Inc. | 0.825
| Price List only |  | 211507.03 | 300T/200T Metal Pre-Filter Ground Contact Plate........................ | RespirAide Tech Inc. | 0.242
| Price List only |  | 211508.03 | 300T/200T Ground Contact Plate.......................... | RespirAide Tech Inc. | 0.242
| Price List only |  | 211509.03 | RPS600S-SL/400T/300T/200T Prefilter (Metal Frame & Mesh) | RespirAide Tech Inc. | 12.41
| Price List only |  | 211707.03 | 300T Fuse Sticker.. | RespirAide Tech Inc. | 0.275
| Price List only |  | 211708.03 | 300T Display Panel Sticker.... | RespirAide Tech Inc. | 1.452
| Price List only |  | 211709.03 | 300T Remote Control Sticker - New...... | RespirAide Tech Inc. | 0.935
| Price List only |  | 211709.1.03 | 200t Remote Control Sticker - Old........ | RespirAide Tech Inc. | 0.935
| Price List only |  | 211710.03 | 300T User Manual (Old R1 Model)........ | RespirAide Tech Inc. | 4.4
| Price List only |  | 211710.1.03 | 300T User Manual (New R2 Model).......... | RespirAide Tech Inc. | 4.4
| Price List only |  | 211713.03 | 300T Box Sticker............ | RespirAide Tech Inc. | 0.176
| Price List only |  | 211804.03 | 200T/ 300T Photo Catalyst.............. | RespirAide Tech Inc. | 10.34
| Price List only |  | 211901.03 | 300T Plastic Top Cover Complete................ | RespirAide Tech Inc. | 45.353
| Price List only |  | 211901.1.03 | 300T Front Panel.................. | RespirAide Tech Inc. | 45.353
| Price List only |  | 211902.03 | 300T Fan Motor Complete.................... | RespirAide Tech Inc. | 74.8
| Price List only |  | 211903.03 | 300T Front Panel (Air Intake Grill) - Complete...................... | RespirAide Tech Inc. | 126.115
| Price List only |  | 211903.1.03 | 300T Front Panel (Air Intake Grill) - Complete New Paint........................ | RespirAide Tech Inc. | 126.115
| Price List only |  | 211904.03 | 200T/300T/400T/600S Electronic Cell Ionizing Wire (New) | RespirAide Tech Inc. | 0.39
| Price List only |  | 211907.03 | 300T/200T Cell Epoxy Resin Board Complete -New.. | RespirAide Tech Inc. | 3.52
| Price List only |  | 211909.03 | 300T/200T Unit Contact Epoxy Resin Board Complete -New.. | RespirAide Tech Inc. | 9.097
| Price List only |  | 211910.1.03 | NEW 400T Power Supply Complete - Long Green Board | RespirAide Tech Inc. | 65.34
| Price List only |  | 211910.1.RT | NEW 400T Power Supply Complete - Long Green Board.... | RespirAide Tech Inc. | 63.83
| Price List only |  | 211910.1.WR | NEW 400T Power Supply Complete - Long Green Board.... | RespirAide Tech Inc. | 0 | each (ea)
| Price List only |  | 211910.2.03 | Power Supply Wire For Conversion Kit for 300T/ V1 400T/600SL - DC MOTOR ONLY (White Plugs).. | RespirAide Tech Inc. | 3.5
| Price List only |  | 211910.2.WR | Power Supply Wire For Conversion Kit for 300T/ V1 400T/600SL - DC MOTOR ONLY (White Plugs) | RespirAide Tech Inc. | 0
| Price List only |  | 211910.3.03 | Power Supply Wire For Conversion Kit for 300T/ V1 400T/600SL - AC MOTOR ONLY (Green and White Plugs).. | RespirAide Tech Inc. | 3.5
| Price List only |  | 211910.3.WR | Power Supply Wire For Conversion Kit for 300T/ V1 400T/600SL - AC MOTOR ONLY (Green and White Plugs).. | RespirAide Tech Inc. | 0
| Price List only |  | 211910.4.03 | Power Supply Jumper Wire (RED).. | RespirAide Tech Inc. | 0.41
| Price List only |  | 211910.4.WR | Power Supply Jumper Wire (RED).. | RespirAide Tech Inc. | 0
| Price List only |  | 211913.03 | 300T Interlock Switch Complete.. | RespirAide Tech Inc. | 3.311
| Price List only |  | 211914.03 | 300T Bottom Plate Complete.... | RespirAide Tech Inc. | 27.291
| Price List only |  | 211915.03 | 300T Reset Button Complete...... | RespirAide Tech Inc. | 2.497
| Price List only |  | 211920.03 | 300T/200T Fan Motor Power Wire Complete........ | RespirAide Tech Inc. | 2.002
| Price List only |  | 211922.03 | 300T Remote Control Complete (Old Model R1).......... | RespirAide Tech Inc. | 6.2
| Price List only |  | 211922.1.03 | 300T Remote Control Complete (New Model R2)............ | RespirAide Tech Inc. | 6.2
| Price List only |  | 211922.2.03 | 300T Remote Control Complete (New Model C)............ | RespirAide Tech Inc. | 6.2
| Price List only |  | 211922.3.03 | 300T Remote Control Complete (New Model D).............. | RespirAide Tech Inc. | 6.2
| Price List only |  | 211923.03 | 300T Upper Panel Complete................ | RespirAide Tech Inc. | 14.31
| Price List only |  | 213-CAP.H2O | Cap for Test Tube - Part#213 | Fuller Engineering Inc. | 0.042
| Price List + Catalogue | Demo Materials | 213.H2O | Test Tube with cap.H2O | Fuller Engineering Inc. | 1.74 |  | 213.H2O | Test Tube with cap
| Price List only |  | 21328.03 | P-600 Handle.. | RespirAide Tech Inc. | 0
| Price List + Catalogue | Demo Materials | 214.H2O | Test Tube Holder (3).H2O | Fuller Engineering Inc. | 7.18 |  | 214.H2O | Test Tube Holder (3)
| Price List only |  | 21502.SO | Cation Resin (Refill's for Demo Mini and Water Conditioner) | Watergroup | 116.34
| Price List + Catalogue | Demo Materials | 220.H2O | Hardness # 3 8oz.(for installer test kit) | Good Water Warehouse Inc. | 16.7 |  | 220.H2O | Hardness # 3 8oz.(for installer test kit)
| Price List + Catalogue | Pur100-7 Replacement Parts | 220808W.IN | 1/4 Tube x 1/4 Shank Fitting -Elbow | Watergroup | 3.41 |  | 220808W.H2O | 1/4 Tube x 1/4 Shank Fitting -Elbow
| Price List only |  | 220808W.IN.RT | 1/4 Tube x 1/4 Shank Fitting -Elbow | Watergroup | 3.41
| Price List + Catalogue | Quick Connect | 221212W.IN | Plug In / Stem Elbow - 3/8 tube x 3/8 stem | Watergroup | 5.55 | each (ea) | 221212W.IN | Plug In / Stem Elbow - 3/8 tube x 3/8 stem
| Price List + Catalogue | Demo Materials | 2218-G.DEM | Wide Range IND,PH,RGT3 30ML.H2O | La Motte Company | 8.8 | each (ea) | 2218-G.H2O | Wide Range IND,PH,RGT3 30ML
| Price List + Catalogue | UV 10 Replacement Parts | 22401015.SC | Rod, Safety Plunger | Watergroup | 2.46 |  | 22401015.H2O | Rod, Safety Plunger - UV 10
| Price List + Catalogue | Pur100-7 Replacement Parts | 22D241511-74.SO | Kemflo Booster Pump Trans. | Watergroup | 22.8 |  | 22D241511-74.H2O | Kemflo Booster Pump Transformer
| Price List only |  | 23045.SO | GEAR,DRIVE 5600SE DOWNFLOW | Watergroup | 7.77
| Price List + Catalogue | Demo Materials | 23131.DEM | Coupling Connector for Demo Kit Mini Conditioner | La Motte Company | 6.24 | each (ea) | 23131.DEM | Coupling Connector for Demo Kit Mini Conditioner
| Price List + Catalogue | Demo Materials | 23175.DEM | Reducer Connector - 6-9MM Eldon James #C6-4PVDF - For the demo kit mini - Gray | La Motte Company | 8.14 | each (ea) | 23175.DEM | Reducer Connector - 6-9MM Eldon James #C6-4PVDF - For the demo kit mini - Gray
| Price List + Catalogue | Demo Materials | 23267.DEM | Hose Fitting, 1/8 NPT Black - for Demo Mini Conditioners | La Motte Company | 2.35 | each (ea) | 23267.DEM | Hose Fitting, 1/8 NPT Black - for Demo Mini Conditioners
| Price List only |  | 23379.DEM | PUMP, ECO132 ELECTRICAL, SUBMERSIBLE | La Motte Company | 46.06 | each (ea)
| Price List only |  | 25005-10.SO | GEAR & SHAFT,MAIN,5600SE DOWNFLOW | Watergroup | 6.2
| Price List only |  | 25010034.SO | Media Tank - 0948 NAT - For A Sim | Watergroup | 114.282 | each (ea)
| Price List only |  | 25010043.SO | Mineral Tank - 10 x 35 -for Country Conditioner | Watergroup | 90.27 | each (ea)
| Price List only |  | 25020110.SC | NEW SIM TANK PACKAGE, For Rebedding (Complete tank with media) | Watergroup | 257.95 | each (ea)
| Price List only |  | 25020114.SC | TANK PACKAGE,1054,BLACK, 1.5 CF * 127 SIM (Complete tank with media) | Watergroup | 375.17 | each (ea)
| Price List only |  | 25020174.SC | TANK PACKAGE,Country Soft+ (Complete tank with media -TWIN UNIT - TANK PACKAGE, 948, BLK, 1.0) | Watergroup | 278.138 | each (ea)
| Price List only |  | 25020229.SC | TANK ASSY 1054 NAT 1.5CF,Pre 08/2021 - TDC HHC | Watergroup | 349.16 | each (ea)
| Price List only |  | 25020231.SC | TANK PACKAGE,City Soft (Complete tank with media - Old/New City) | Watergroup | 288.8 | each (ea)
| Price List only |  | 25020231.WR | TANK PACKAGE,City Soft (Complete tank with media - Old/New City) | Watergroup | 0 | each (ea)
| Price List only |  | 25020232.SC | TANK PACKAGE,Country Soft+ (Complete tank with media - Old/New Country) | Watergroup | 358.01 | each (ea)
| Price List + Catalogue | Special Order Items | 26023.SC | Bracket with Screws | Watergroup | 3.2 |  | 26023.H2O | Bracket with Screws for 10" Housing
| Price List + Catalogue | Pur100-7 Replacement Parts | 26196-S.SC | CARTRIDGE, CARBON BLOCK 3RD STAGE, PuR7 - SINGLE ***NEW | Watergroup | 7.02 | each (ea) | 26196-S.H2O | CARTRIDGE, CARBON BLOCK 3RD STAGE, PuR7 - SINGLE
| Price List + Catalogue | Pur100-7 Replacement Parts | 26196.SC | CARTRIDGE, CARBON BLOCK 3RD STAGE, PuR7 - CASE OF 20 ***NEW | Watergroup | 162.86 | Case (cs) | 26196.H2O | CARTRIDGE, CARBON BLOCK 3RD STAGE, PuR7 - CASE OF 20
| Price List only |  | 2621.SO | RO,REPRESS SYS,300G C/W 3/4 HP PUMP/FXL66 | Watergroup | 1523.61 | each (ea)
| Price List only |  | 26216.SO | Hydrophobic Air Vent Filter | Watergroup | 386.77 | each (ea)
| Price List only |  | 26239.SC | Aquaflow Sediment Filter | Watergroup | 8.99 | each (ea)
| Price List only |  | 26254.SO | CARTRIDGE,RF-10 | Watergroup | 19.44 | each (ea)
| Price List only |  | 28135.03 | Aerus Fitting Drain Barb & Nut WCF200 | Aerus Canada Inc. | 8.12 | each (ea)
| Price List + Catalogue | Quick Connect | 3/8SCV.IN | 3/8" Check Valve | Watergroup | 15.61 | each (ea) | 3/8SCV.IN | 3/8" Check Valve
| Price List only |  | 30040049.SO | HOOD ASSY Grey c/w LID & PCB TDC Current Cabinet (2020) | Watergroup | 148.68 | each (ea)
| Price List + Catalogue | Pur100-7 Replacement Parts | 301208S.IN | JG 3/8 X 3/8 X 1/4 REDUCING TEE | Watergroup | 6.2748 |  | 301208S.H2O | JG 3/8 X 3/8 X 1/4 Reducing Tee
| Price List only |  | 301208S.RT | JG 3/8 X 3/8 X 1/4 REDUCING TEE | Watergroup | 6.2748
| Price List only |  | 30177.03 | P-600 Caster Kit.. | RespirAide Tech Inc. | 28.73
| Price List only |  | 302171.SC | Clamp, Hose, SS 3/8" - 7/8" - for Valve 10010006 | Watergroup | 1.4 | each (ea)
| Price List only |  | 30404.SO | Carbon - Coconut for City Units | Watergroup | 23.89
| Price List only |  | 3100.03 | HEPA Filter - RPS C3000 | RespirAide Tech Inc. | 88.1
| Price List only |  | 3100.Miss | HEPA Filter - RPS C3000 | RespirAide Tech Inc. | 88.1
| Price List + Catalogue | UV 10 Replacement Parts | 31000006.SC | Fuse for UV 10 | Watergroup | 4.3918 |  | 31000006.H2O | Fuse for UV 10
| Price List only |  | 3101.03 | Pre-Filter - RPS C3000 | RespirAide Tech Inc. | 16.13
| Price List only |  | 3102.03 | Carbon Filter - RPS C3000 | RespirAide Tech Inc. | 24
| Price List only |  | 3102.Miss | Carbon Filter - RPS C3000 | RespirAide Tech Inc. | 24
| Price List only |  | 3103.03 | Fan Motor - RPS C3000 | RespirAide Tech Inc. | 79.06
| Price List only |  | 3103.1.03 | 2 Speed Fan Motor - RPS C3000 | RespirAide Tech Inc. | 79.06
| Price List only |  | 3103.RT | Fan Motor - RPS C3000 | RespirAide Tech Inc. | 79.06
| Price List only |  | 3103.WR | Fan Motor - RPS C3000 | RespirAide Tech Inc. | 0
| Price List only |  | 3104.03 | Motor Capacitor - RPS C3000 | RespirAide Tech Inc. | 1.53
| Price List only |  | 3105.03 | Socket Outlet - RPS C3000 | RespirAide Tech Inc. | 2.38
| Price List only |  | 310527.SC | Valve, Vacuum 1.5" MNPT 125 PSI 120 F | Watergroup | 134.225
| Price List only |  | 3106.03 | Fuse - RPS C3000 | RespirAide Tech Inc. | 0.18
| Price List only |  | 3107.03 | RPS C3000- Hepa Brochure (Pkg of 50) | Rayacom Print & Design | 29.42
| Price List only |  | 3108.03 | RPS C3000- Hepa Owner's Manual | RespirAide Tech Inc. | 3.77
| Price List only |  | 3109.03 | RPS C3000- Unit Latch | RespirAide Tech Inc. | 1.94
| Price List only |  | 3109.WR | RPS C3000- Unit Latch | RespirAide Tech Inc. | 0
| Price List only |  | 3110.03 | RPS C3000- Rivits for Latch | RespirAide Tech Inc. | 2.5
| Price List only |  | 3111.03 | RPS C3000 LID | RespirAide Tech Inc. | 13.29
| Price List only |  | 3111.WR | RPS C3000 LID | RespirAide Tech Inc. | 0
| Price List only |  | 3112.03 | RPS C3000 POWER SWITCH | RespirAide Tech Inc. | 2.784
| Price List + Catalogue | Pur100-7 Replacement Parts | 3208U7W.IN | JG 1/4 X7/16 UNS Faucet Conn.H2 | Watergroup | 2.87 |  | 3208U7W.H2O | JG 1/4 X7/16 UNS Faucet Conn
| Price List only |  | 33001033.SO | 50 GPD TFC Replacement Reverse Osmosis Membrane | Watergroup | 66.98 | each (ea)
| Price List only |  | 33003033-1.SC | UV 10 - Cartridge, Sediment String wound , 20, SD-5 | Watergroup | 9.0465
| Price List + Catalogue | UV15 Replacement Parts | 33003117.SC | UV 15 - CARTRIDGE, SED - 20" | Watergroup | 35.05 | each (ea) | 33003117.H2O | UV 15 - CARTRIDGE, SED - 20"
| Price List + Catalogue | UV15 Replacement Parts | 33601023.H2O | Nipple, sch 80,3/4X2 for UV10 | Watergroup | 1.62 | each (ea) | 33601023 | Nipple, sch 80,3/4X2
| Price List + Catalogue | Demo Materials | 3411.DEM | Octa-Slide Bar - Iron 0.05-10pp | La Motte Company | 23.36 | each (ea) | 3411.H2O | Octa-Slide Bar - Iron 0.05-10pp
| Price List + Catalogue | UV 10 Replacement Parts | 34201039.H2O | UV10- O-RING,UVBB,QUARTZ,OUTER 120,PURA | Watergroup | 1.09 | each (ea) | 34201039 | UV10 - ORING, UVBB, QUARTZ, OUTER 120, PURA
| Price List + Catalogue | UV 10 Replacement Parts | 34202021.SO | O-RING, UV20, UVB, ADDON1&3 QUARTZ SLEEVE, PURA - FOR UV 10 | Watergroup | 2.7317 | each (ea) | 34202021 | O-Ring, UVB & O-Ring, UV20 Series, Quartz
| Price List + Catalogue | UV 10 Replacement Parts | 34202022.H2O | UV10 - O-RING,UVBB,QUARTZ,INNER PURA | Watergroup | 1.29 | each (ea) | 34202022 | UV10 - O-RING, UVBB, QUARTZ, INNER PURA | Also used for: UV15 Replacement Parts - 34202022
| Price List + Catalogue | Demo Materials | 3483.DEM | Octa-Slide Bar - PH 0.05-10pp | La Motte Company | 25.35 | each (ea) | 3483.H2O | Octa-Slide Bar - Iron 0.05-10pp
| Price List + Catalogue | Soft & Soft+ Conditioner Replacement Parts | 3501-1412.IN | Softener Fitting- Male Con 3/4 CTS x 3/4 NPT | Watts Water Technologies | 8.83 | each (ea) | 3501-1412.H2O | Softener Fitting- Male Con 3/4 CTS x 3/4 NPT
| Price List + Catalogue | Soft & Soft+ Conditioner Replacement Parts | 3510-1412.H2O | Softener Fitting- Fem Con 3/4 CTS x 3/4 NPS | Watts Water Technologies | 8.74 |  | 3510-1412.H2O | Softener Fitting- Fem Con 3/4 CTS x 3/4 NPS
| Price List only |  | 35100043.SO | Replacement Media Bed For City Unit ..0.9 Cu.Ft - 21502 Softener Resin (46 lbs)..0.1 Cu.Ft -22022AQ - Activated Carbon (3lbs)..0.1 Cu.Ft-22001 - Fine Gravel (10lbs) | Watergroup | 160 | each (ea)
| Price List + Catalogue | Soft & Soft+ Conditioner Replacement Parts | 3514-1410.H2O | Softener Fitting- R. Stem 3/4 CTS X 1/2 CTS | Watts Water Technologies | 6.036 |  | 3514-1410.H2O | Softener Fitting- R. Stem 3/4 CTS X 1/2 CTS
| Price List + Catalogue | Soft & Soft+ Conditioner Replacement Parts | 3515-10.H2O | 1/2" CTS UNION CONNECTOR; BULK | Watts Water Technologies | 4.75 |  | 3515-10.H2O | UNION CONNECTOR; BULK 1/2" CTS
| Price List only |  | 3515R-1814.H2O | Reducing Union 1" x 3/4" | Watts Water Technologies | 7.43
| Price List + Catalogue | Soft & Soft+ Conditioner Replacement Parts | 3516-1004.H2O | 1/2"CTS X 1/4"OD REDUCING UNION | Watts Water Technologies | 6.92 |  | 3516-1004.H2O | REDUCING UNION 1/2"CTS X 1/4"OD
| Price List + Catalogue | Soft & Soft+ Conditioner Replacement Parts | 3518-14.H2O | 3/4" Stem Elbow | Watts Water Technologies | 4.81 |  | 3518-14.H2O | 3/4" Stem Elbow
| Price List only |  | 35200840.SO | Bed,Support Gravel 09 in Tank | Watergroup | 5.5994 | each (ea)
| Price List only |  | 35200841.SO | Bed,Support Gravel 09 in Tank | Watergroup | 6.4562 | each (ea)
| Price List + Catalogue | Soft & Soft+ Conditioner Replacement Parts | 3523-10.H20 | 1/2" Union Tee | Watts Water Technologies | 8.95 | each (ea) | 3523-10.H20 | 1/2" Union Tee
| Price List + Catalogue | Soft & Soft+ Conditioner Replacement Parts | 3523-14.H2O | 3/4" Union Tee | Watts Water Technologies | 8.95 |  | 3523-14.H2O | 3/4" Union Tee
| Price List + Catalogue | Soft & Soft+ Conditioner Replacement Parts | 3539-10.H2O | 1/2" CTS Stop Valve; Bulk.H2O | Watts Water Technologies | 7.52 |  | 3539-10.H2O | 1/2" CTS Stop Valve; Bulk
| Price List + Catalogue | Soft & Soft+ Conditioner Replacement Parts | 3545-10.H2O | Softener Fitting- End Stop 1/2 CTS | Watts Water Technologies | 3.13 |  | 3545-10.H2O | Softener Fitting- End Stop 1/2 CTS
| Price List + Catalogue | Soft & Soft+ Conditioner Replacement Parts | 3545-14.H2O | Softener Fitting- End Stop 3/4 CTS | Watts Water Technologies | 3.17 |  | 3545-14.H2O | Softener Fitting- End Stop 3/4 CTS
| Price List + Catalogue | Soft & Soft+ Conditioner Replacement Parts | 3550-1008.H2O | Tee Valve 1/2 CTS x 3/8 CTS.H2O | Watts Water Technologies | 10.23 |  | 3550-1008.H2O | Tee Valve 1/2 CTS x 3/8 CTS
| Price List only |  | 36002018.SC | UV 10/20 Lamp | Watergroup | 58.04
| Price List + Catalogue | UV 10 Replacement Parts | 36003035.SC | Sleeve, Quartz, #20, UV10 | Watergroup | 32.61 |  | 36003035 | Quartz Sleeve UV10
| Price List + Catalogue | UV15 Replacement Parts | 36003036.SC | Sleeve, Quartz, #22, (UVBB) UV 15/20 | Watergroup | 52.55 |  | 36003036 | Sleeve, Quartz/Simple UV15 - UV 20
| Price List only |  | 36003038.SC | UV12 - Sleeve, Quartz Dome with O Ring | Watergroup | 48.39
| Price List only |  | 36003039.SC | UV20 - Sleeve, Quartz Dome with O Ring | Watergroup | 67.158 | each (ea)
| Price List only |  | 36020.SC | Carbon Cartridge,P-CB-10-20BV, AQUAFLO PLATINUM,C9 - For WHF | Watergroup | 45.906 | each (ea)
| Price List only |  | 36025.SC | Cartridge,P-CB-5-10BV AQUAFLO PLATINUM,C12 - 10" | Watergroup | 24.0912 | each (ea)
| Price List + Catalogue | UV 10 Replacement Parts | 36099205.IN | UV10 - GASKET,CHANNEL SLEEVE,UV UV20 ,PURA.. | Watergroup | 10.53 | each (ea) | 36099205 | Channeling Sleeve Gasket
| Price List only |  | 36112.SO | Housing,P-H-PR-20BV-1 AQUAFLO PLATINUM,C4 | Watergroup | 142.94 | each (ea)
| Price List only |  | 36116.SO | 3/4"BIG BLUE HOUSING W/PR 20" | Watergroup |  | each (ea)
| Price List only |  | 36157.SC | Sediment Cartridge,P-PC-20-20BV,C12 - For WHF | Watergroup | 28.987 | each (ea)
| Price List only |  | 36203.SC | Sediment Cartridge,P-PMB-5-20, C25 - RO CAN 800 | Watergroup | 5.264 | each (ea)
| Price List only |  | 36273.SO | AquaFlo 20" Standard filter housing with black cap- 3/4" connections with bracket and wrench | Watergroup | 71.05 | each (ea)
| Price List only |  | 36280.SO | Aqua Flo 1 Micron 4.5"x 10" Polypropylene Melt Blown Filter | Watergroup | 9.39 | each (ea)
| Price List only |  | 36281.SC | Cartridge,P-PMB-5-10BV Aquaflo Platinum, C10 - 10" | Watergroup | 9.6163 | each (ea)
| Price List only |  | 36287.SO | UV 12- Sediment - Cartridge,P-PMB-5-20BV Aquaflo Platinum, C10 | Watergroup | 20.5834 | each (ea)
| Price List only |  | 36289.SC | Cartridge,P-PMB-50-20BV Aquaflo Platinum, C10 | Watergroup | 19.99 | each (ea)
| Price List only |  | 400-34.03 | 400T Fuse Complete.. | RespirAide Tech Inc. | 2.16
| Price List only |  | 400-34.WR | 400T Fuse Complete.. | RespirAide Tech Inc. | 0
| Price List + Catalogue | Demo Materials | 400052.SO | LSP Child Resist Twist Caps | LIQUID SOAP PRODUCTS | 0.12908 | each (ea) | 400052 | LSP Child Resist Twist Caps
| Price List only |  | 400064.SO | LSP Mini Spray Cap for demo briefcase | LIQUID SOAP PRODUCTS | 0.12908 | each (ea)
| Price List only |  | 400067.SO | Lids for Sample Soap - Demo Briefcase | LIQUID SOAP PRODUCTS | 0.1
| Price List + Catalogue | Demo Materials | 400138.SO | LSP FLIP TOP CAPS | LIQUID SOAP PRODUCTS | 0.12908 | each (ea) | 400138.SO | LSP FLIP TOP CAPS
| Price List only |  | 40020068.SC | UV 12 Controller Box /Ballast 120V | Watergroup | 151.55
| Price List only |  | 40030034.SO | Genesis UV Sys, NSF 55/A, HO Ser, 13.0 GPM LBH6-401A model LBH6-401A, 13 gpm. NSF 55/A Ultraviolet Sterilizer Unit | Watergroup | 1953.81
| Price List only |  | 40040015.SC | AQF GEN LAMP, RL-820 (GEN 4-11, GEN 5-10, GEN 6-10) | Watergroup | 97.647
| Price List only |  | 40171-01.SO | HARNESS, DRIVE, SE - Blue Conditioner | Watergroup | 46.9 | each (ea)
| Price List + Catalogue | UV 10 Replacement Parts | 40200116.SC | UV Module -Control Box /Ballast 120V (UV 10) | Watergroup | 210.09 | each (ea) | 40200116 | Module, UV-B/20 Control, 120V (Ballast)
| Price List only |  | 40200116.SC.RT | UV Module -Control Box 120V (UV10) | Watergroup | 178.14 | each (ea)
| Price List only |  | 40200116R.SC | UV Module -Control Box/Ballast 120V (UV 10) - REFURB | Watergroup | 178.14
| Price List only |  | 40600041.SO | AquaFlo Platinum 1240 FLOW RESTRICTOR,RO | Watergroup | 5.6498 | each (ea)
| Price List only |  | 41005.03 | Airmaster Prefilter - Foam | RespirAide Tech Inc. | 19.64
| Price List + Catalogue | Pur100-7 Replacement Parts | 41212W.IN | JG 3/8 X 3/8 Straight Shut Off Valve | Watergroup | 8.652 |  | 41212W.H2O | JG 3/8 X 3/8 Straight Shut Off Valve
| Price List only |  | 41400008.SO | String Wound Sediment Replacement Filter | Watergroup | 6.8867 | each (ea)
| Price List only |  | 41407001.SO | SEDIMENT FILTER FOR PURA RO | Watergroup | 23.044 | each (ea)
| Price List only |  | 41407002.SO | CARBON FILTER FOR PURA RO | Watergroup | 30.058 | each (ea)
| Price List only |  | 41407003.SO | 50 GPD MEMBRANE FOR PURA RO | Watergroup | 44.91 | each (ea)
| Price List only |  | 41407005.SO | Ultra Filter (Membrane) | Watergroup | 64.89 | each (ea)
| Price List only |  | 41407008.SO | 75GPD MEMBRANE FOR PURA RO | Watergroup | 92.162 | each (ea)
| Price List only |  | 41407013.SO | AquaFlo Platinum 1240 RO Filter Kit ..2- Carbon..1-Sediment..1-Wrench | Watergroup | 58.2575 | each (ea)
| Price List only |  | 41407553.SC | FITTING,CHECK VALVE,QCRO 1/4"QC | Watergroup | 25.08 | each (ea)
| Price List + Catalogue | Soft & Soft+ Conditioner Replacement Parts | 42766-02.SC | BOARD, CIRCUIT, SXT- New Softener Blue Units/Gray Units | Watergroup | 128.91 | each (ea) | 42766-02.H2O | BOARD, CIRCUIT, SXT- New Softener Blue Units/Gray Units
| Price List only |  | 42766-02R.SC | BOARD, CIRCUIT, SXT- New Softener Blue Units/Gray Units | Watergroup | 137.06 | each (ea)
| Price List + Catalogue | Pur100-7 Replacement Parts | 42903009.IN | KIT,INSTALL,7 STAGE QCRO | Watergroup | 77.63 | each (ea) | 42903009.IN | KIT,INSTALL,7 STAGE QCRO
| Price List + Catalogue | Pur100-7 Replacement Parts | 42903018.SO | Sanitization Kit | Watergroup | 58.03 | each (ea) | 42903018.SO | Sanitization Kit
| Price List only |  | 42933.SO | Gear, Main Drive, Downflow 5600SE DOWNFLOW | Watergroup | 6.94
| Price List only |  | 43.SO | Tristar Paper Liners - pk of 12 | Tristar Distribution Center | 6.972 | each (ea)
| Price List + Catalogue | SIM Replacement Parts | 43234-13314.SO | Check Valve for Sim Unit - New | Watergroup | 35.52 |  | 43234-13314.SO | Check Valve for Sim Unit - New
| Price List only |  | 43644.SO | BY-PASS ASSY,1.25",IN/OUT HEADS, 5810 , 5812 -GOOD WATER CARBON UNITS | Good Water Warehouse Inc. | 68.9765 | each (ea)
| Price List + Catalogue | UV15 Replacement Parts | 44302403.SC | UV 15 CONTROL BOX | Watergroup | 174.21 | each (ea) | 44302403 | Module, UV Control, BB, 120V
| Price List + Catalogue | Special Order Items | 44403001.SC | Airgap, RO Remote Plastic | Watergroup | 10.5 |  | 44403001.SC | Airgap, RO Remote Plastic
| Price List + Catalogue | Demo Materials | 4450-G.DEM | Iron Reagent 1, 30ML.H2O | La Motte Company | 10.22 | each (ea) | 4450-G.H2O | Iron Reagent 1, 30ML
| Price List + Catalogue | Demo Materials | 4451-S.DEM | Iron Powder.H2O | La Motte Company | 17.78 | each (ea) | 4451-S.H2O | Iron Powder
| Price List + Catalogue | Demo Materials | 4483-L.DEM | Hardness#5 - 500ML | La Motte Company | 32.23 | each (ea) | 4483-L.H2O | Hardness#5 - 500ML
| Price List + Catalogue | Demo Materials | 4483WT-H.DEM | Hardness Reagent 5, 60ML *B2.H2 | La Motte Company | 14.67 | each (ea) | 4483WT-H.H2O | Hardness Reagent 5, 60ML *B2
| Price List + Catalogue | Demo Materials | 4484-J.DEM | Hardness Reagent 6 Tablets.JH2O | La Motte Company | 10.81 | each (ea) | 4484-J.H2O | Hardness Reagent 6 Tablets
| Price List + Catalogue | Demo Materials | 4484-M.DEM | Hardness # 6 Tablets - Bulk - 1000/pk | La Motte Company | 90.06 | each (ea) | 4484-M.H2O | Hardness # 6 Tablets - Bulk - 1000/pk
| Price List + Catalogue | Demo Materials | 4485-L.DEM | Hardness Reagent 6 - 500ML | La Motte Company | 32.17 | each (ea) | 4485-L | Hardness Reagent #6 (500ML)
| Price List + Catalogue | Demo Materials | 4485WT-H.DEM | Hardness Reagent 6 SOLN 60ML *F | La Motte Company | 9.52 | each (ea) | 4485WT-H.H2O | Hardness Reagent 6 SOLN 60ML *F
| Price List + Catalogue | Demo Materials | 4487-L.DEM | Hardness #7- 500ml | La Motte Company | 30.28 | each (ea) | 4487-L.H2O | Hardness #7- 500ml
| Price List + Catalogue | Demo Materials | 4487WT-H.DEM | Hardness reagent 7, 60ML.H2O | La Motte Company | 13.1 | each (ea) | 4487WT-H.H2O | Hardness reagent 7, 60ML
| Price List only |  | 4487WT-H.RT | Hardness reagent 7, 60ML.H2O | La Motte Company | 11.42
| Price List + Catalogue | Demo Materials | 4488.DEM | Test Tube Hardness with Cap (Drop Count) | La Motte Company | 6.33 | each (ea) | 4488.H2O | Test Tube Hardness with Cap (Drop Count)
| Price List only |  | 4488.RT | Test Tube Hardness with Cap (Drop Count) | La Motte Company | 3.36
| Price List + Catalogue | Pur100-7 Replacement Parts | 450822S.IN | JG1/4X1/4FemaleNPTF Adaptor. | Watergroup | 3.53 |  | 450822S.H2O | JG1/4X1/4FemaleNPTF Adaptor.
| Price List + Catalogue | Soft & Soft+ Conditioner Replacement Parts | 45147.SC | Res-up, (Gallon) Bottle - Single | Watergroup | 32.956 |  | 45147.H2O | Res-up, (Gallon) Bottle - Single | Also used for: Soft & Soft+ Conditioner Replacement Parts - 45147-4.H2O
| Price List + Catalogue | Soft & Soft+ Conditioner Replacement Parts | 45148-12.SC | Res-up, 1lt Bottle (12 Per Case) | Watergroup | 302.526 |  | 45148-12.H2O | Res-up, 1lt Bottle (12 Per Case)
| Price List + Catalogue | Soft & Soft+ Conditioner Replacement Parts | 45148.SC | Res-up, 1ltr Bottle (Single) | Watergroup | 25.21 |  | 45148.H2O | Res-up, 1ltr Bottle (Single)
| Price List + Catalogue | Demo Materials | 4542-H.DEM | Precip Reagent A (#1) - 60ml | La Motte Company | 17.55 | each (ea) | 4542-H.H2O | Precip Reagent A (#1) - 60ml
| Price List + Catalogue | Demo Materials | 4543-H.DEM | Precip Reagent B (#2) -60ml | La Motte Company | 23.27 | each (ea) | 4543-H.H2O | Precip Reagent B (#2) -60ml
| Price List only |  | 460101.SO | ASSEMBLY,CUSTOM,C/I ..Commercial RO Board | Watergroup | 818.97 | each (ea)
| Price List + Catalogue | Demo Materials | 4630.DEM | SULFIDE KIT, CC-PS | La Motte Company | 136.31 | each (ea) | 4630.H2O | SULFIDE KIT, CC-PS
| Price List + Catalogue | Demo Materials | 4767-H.DEM | Soap Reagent # 4 - 60ml | La Motte Company | 18.57 | each (ea) | 4767-H.H2O | Soap Reagent # 4 - 60ml
| Price List + Catalogue | Demo Materials | 4767-L.DEM | Soap Reagent #4 - 500 ml | La Motte Company | 68.46 | each (ea) | 4767-L.H2O | Soap Reagent #4 - 500 ml
| Price List only |  | 48-BALLAST-S.03 | UV BALLAST - RPS PUV48(110V) -Single | RespirAide Tech Inc. | 13.66
| Price List only |  | 48-BALLAST-S.RT | UV BALLAST - RPS PUV48(110V) -Single.. | RespirAide Tech Inc. | 11.44
| Price List only |  | 48-BALLAST-S.WR | UV BALLAST - RPS PUV48(110V) -Single.. | RespirAide Tech Inc. | 0
| Price List only |  | 48-BlueLight.03 | Blue Indicator Light - RPS PUV48.. | RespirAide Tech Inc. | 2.53
| Price List only |  | 48-BlueLight.WR | Blue Indicator Light - RPS PUV48.. | RespirAide Tech Inc. | 0
| Price List only |  | 48-CLIP.03 | RPS PUV48 - UV Lamp Clip Silver.... | RespirAide Tech Inc. | 0.24
| Price List only |  | 48-CLIP.RT | RPS PUV48 - UV Lamp Clip Silver.... | RespirAide Tech Inc. | 0.24
| Price List only |  | 48-CLIP.WR | RPS PUV48 - UV Lamp Clip Silver.... | RespirAide Tech Inc. | 0
| Price List only |  | 48-CORD.03 | RPS PUV48 -Power Cord | RespirAide Tech Inc. | 16.5
| Price List only |  | 48-FUSE.03 | UV FUSE - RPS PUV48.. | RespirAide Tech Inc. | 0.15
| Price List only |  | 48-FUSE.RT | UV FUSE - RPS PUV48.. | RespirAide Tech Inc. | 0.15
| Price List only |  | 48-FUSE.WR | UV FUSE - RPS PUV48.. | RespirAide Tech Inc. | 0
| Price List only |  | 48-GreenLight.03 | Green Indicator Light - RPS PUV48.... | RespirAide Tech Inc. | 2.44
| Price List only |  | 48-GreenLight.WR | Green Indicator Light - RPS PUV48.... | RespirAide Tech Inc.
| Price List only |  | 48-Indicator.03 | UV Indicator Light cover - RPS PUV48 | RespirAide Tech Inc. | 0.8
| Price List only |  | 48-LAMP.03 | UV Lamp 24W - RPS PUV48 - U shape | RespirAide Tech Inc. | 16.5
| Price List only |  | 48-LAMP.RT | UV Lamp 24W - RPS PUV48 - U shape........ | RespirAide Tech Inc. | 16.5
| Price List only |  | 48-LampHolder.03 | RPS PUV48 -UV Lamp Holder - white socket | RespirAide Tech Inc. | 2.38
| Price List only |  | 48-LampHolder.RT | RPS PUV48 -UV Lamp Holder - white socket | RespirAide Tech Inc. | 2.34
| Price List only |  | 48-MANUAL.03 | RPS PUV48 OWNER'S MANUAL.......... | RespirAide Tech Inc. | 3.77
| Price List only |  | 48-Plate.03 | RPS PUV48-MOUNTING PLATE........ | RespirAide Tech Inc. | 9.18
| Price List only |  | 48-POWERSWITCH.03 | POWER SWITCH - RPS PUV48 | RespirAide Tech Inc. | 4.45
| Price List only |  | 48-Screws.03 | RPS PUV48-SCREWS FOR MOUNTING PLATE.............. | RespirAide Tech Inc. | 1.5
| Price List + Catalogue | Pur100-7 Replacement Parts | 480821W.IN | Fixed Elbow NPTF Thread 1/4" x 1/8" - White | Watergroup | 2.24 | each (ea) | 480821W.H2O | Fixed Elbow NPTF Thread 1/4" x 1/8"
| Price List + Catalogue | Pur100-7 Replacement Parts | 480822W.IN | JG 1/4X1/4 NPTF FIXED ELBOW | Watergroup | 3.86 |  | 480822W.H2O | JG 1/4X1/4 White NPTF Fixed Elbow THREAD
| Price List only |  | 480822W.RT | JG 1/4X1/4 NPTF FIXED ELBOW | Watergroup | 3.86
| Price List + Catalogue | Pur100-7 Replacement Parts | 480823W.IN | 1/4" (Tube) x 3/8" (Thread) Fixed Elbow | Watergroup | 2.87 |  | 480823W.H2O | 1/4" (Tube) x 3/8" (Thread) Fixed Elbow White NPTF
| Price List + Catalogue | Pur100-7 Replacement Parts | 481222W.IN | 1/4" (Thread) x 3/8" (Tube) FIXED ELBOW - WH | Watergroup | 5.4495 |  | 481222W.H2O | 1/4" (Thread) x 3/8" (Tube) Fixed Elbow (Same as 92650)
| Price List + Catalogue | Pur100-7 Replacement Parts | 481223W.IN | JG 3/8X3/8 NPTF FIXED ELBOW | Watergroup | 3.27 |  | 481223W.H2O | JG 3/8X3/8 NPTF Fixed Wlbow
| Price List only |  | 48710.03 | Guardian Angel UV Lamp | Tristar Distribution Center | 30 | each (ea)
| Price List + Catalogue | Demo Materials | 49018.SC | KIT, TEST, HS-C HYDROGEN | Watergroup | 158.9 | each (ea) | 49018.H2O | KIT, TEST, HS-C HYDROGEN
| Price List only |  | 49131.03 | Particle Counter - Veridian | RespirAide Tech Inc. | 371
| Price List only |  | 49131.1.03 | Particle Counter Adapter.. | RespirAide Tech Inc. | 21
| Price List only |  | 49223101.SO | KIT,TEST,CN-66,CHLORINE, TOTAL/FREE,0.1-3.5 | Watergroup | 190.09 | each (ea)
| Price List only |  | 49385.03 | Guardian Angel Hepa Filter Cartridge | Tristar Distribution Center | 87.29 | each (ea)
| Price List only |  | 49386.03 | Guardian Angel Pre-Filter | Tristar Distribution Center | 10.93 | each (ea)
| Price List only |  | 49868.03 | Guardian Angel New UV Lamp | Tristar Distribution Center | 9.7174 | each (ea)
| Price List only |  | 50010005.SO | Riser Tube for Country Conditioner | Watergroup | 4.89 | each (ea)
| Price List only |  | 50010006.SO | DISTRIBUTOR,1x48" | Watergroup | 10.206 | each (ea)
| Price List only |  | 50010020.SC | DISTRIBUTOR,1x35" | Watergroup | 5.25 | each (ea)
| Price List only |  | 50032-S.SC | Sani-System Water Softener Sanitizer 0.5 fl.oz (Single) | Watergroup | 4.4 | each (ea)
| Price List + Catalogue | Soft & Soft+ Conditioner Replacement Parts | 50032.SC | Sani-System Water Softener Sanitizer 0.5 fl.oz (24 Packets) | Watergroup | 112.5 | each (ea) | 50032.SC | Sani-System Water Softener Sanitizer 0.5 fl.oz (24 Packets)
| Price List only |  | 50035-S.SC | Sani-System RO Sanitizer 0.25fl.02..SINGLE | Watergroup | 4.72 | each (ea)
| Price List + Catalogue | Pur100-7 Replacement Parts | 50035.SC | Sani-System RO Sanitizer 0.25fl.02.. (24 packets) | Watergroup | 112.82 | each (ea) | 50035.SC | Sani-System RO Sanitizer 0.25fl.02 - (24 packets)
| Price List only |  | 50079.03 | Service Kit, Sediment Filter, Aerus Elevate | Aerus Canada Inc. | 15.652 | each (ea)
| Price List only |  | 50080.03 | Service Kit, Carbon Block Filter, Aerus Elevate | Aerus Canada Inc. | 19.558 | each (ea)
| Price List only |  | 50081.03 | Service Kit, Polish Filter, Orgins RO | Aerus Canada Inc. | 18.802 | each (ea)
| Price List only |  | 50082.03 | Service Kit,RO Membrane Filter, Aerus | Aerus Canada Inc. | 60.55 | each (ea)
| Price List + Catalogue | Pur100-7 Replacement Parts | 500822W.IN | Tank Ball Valve - JG 1/4X1/4 Female NPTF Elbow | Watergroup | 7.5 | each (ea) | 500822W.H2O | Tank Ball Valve - JG 1/4X1/4 Female NPTF Elbow
| Price List only |  | 50083.03 | Service Kit,Alkaline Filter, Aerus Elevate | Aerus Canada Inc. | 35.89 | each (ea)
| Price List only |  | 50086.03 | Cell Assy, 9" V-Groove, Beyond Guardian | Aerus Canada Inc. | 351.39 | each (ea)
| Price List only |  | 50099.03 | pH Max Faucet with valve kit | Aerus Canada Inc. |  | each (ea)
| Price List only |  | 50118.03 | Valve; Model 2.5; no bypass/tails | Aerus Canada Inc. |  | each (ea)
| Price List + Catalogue | Pur100-7 Replacement Parts | 501222W.IN | Tank Ball Valve - JG 3/8 X 1/4 Female NPTF Elbow | Watergroup | 10.2109 | each (ea) | 501222W.H2O | Tank Ball Valve - JG 3/8 X 1/4 Female NPTF Elbow
| Price List only |  | 501222W.IN.RT | Tank Ball Valve - JG 3/8 X 1/4 Female NPTF Elbow.RT | Watergroup | 8.42
| Price List only |  | 50227.03 | Filter, ActivePure Hepa Combo Beyond Guardian | Aerus Canada Inc. | 85.14 | each (ea)
| Price List only |  | 50281.03 | Service Kit, REV4 Upper Basket | Aerus Canada Inc. |  | each (ea)
| Price List only |  | 50324.03 | Active Pure Air Video EBook (Water) | Aerus Canada Inc. | 74.646 | each (ea)
| Price List only |  | 50408.03 | Filter Basket, Lower with Distributor (10 x 54 tank) | Aerus Canada Inc. | 32.8 | each (ea)
| Price List only |  | 50415.03 | Rev V4 1" Upflow Hard Water Rotary Valve - WFC200 | Aerus Canada Inc. | 293.958 | each (ea)
| Price List only |  | 50416.03 | 1" Ceramic Clear Large Bypass 28GPM | Aerus Canada Inc. |  | each (ea)
| Price List only |  | 50701.SO | Braukman Air Vent STK | Watergroup | 137.27 | each (ea)
| Price List + Catalogue | Paper Work | 515.TDC | COMERICIAL BROCHURE (PACK50) | Rayacom Print & Design | 28.33 |  | 515.TDC | Comercial Brochure (Pack 50)
| Price List only |  | 516.1.TDC | DEAL PACKS (PACK 25).TDC | Rayacom Print & Design | 39.02 | each (ea)
| Price List + Catalogue | Paper Work | 519.TDC | SIM BROCHURE (PACK 50).T | Rayacom Print & Design | 28.72 |  | 519.TDC | SIM Brochure (Pack 50)
| Price List + Catalogue | Paper Work | 522.TDC | SOFT MINI BROCHURE(PACK.TDC | Rayacom Print & Design | 28.33 |  | 522.TDC | SOFTMINIBROCHURE (PACK 50)
| Price List + Catalogue | Paper Work | 523.TDC | TOCC BROCHURE (PACK 50). | Rayacom Print & Design | 28.33 |  | 523.TDC | TOCC Brochure (Pack 50)
| Price List only |  | 524-12/20.TDC | UV12/UV20 BROCHURE (PACK 50).TD | Rayacom Print & Design | 24.5
| Price List + Catalogue | Paper Work | 527.TDC | WHF BROCHURE (PACK 50).T | Rayacom Print & Design | 28.33 |  | 527.TDC | WHF Brochure (Pack 50)
| Price List + Catalogue | Paper Work | 529.TDC | Quick Connect Waterstation/RO Brochure - Folded (PACK 50).TDC | Rayacom Print & Design | 29.7 |  | 529.TDC | Quick Connect Brochure - Folded (Pack 50)
| Price List only |  | 531.TDC | WHCCF Brochure - Packs of 50..(NVR Headless unit) Whole Home Chlorine/Chloramine Filter | Explore Printing + Installs | 27.5 | each (ea)
| Price List only |  | 534.TDC | TWIN TANK CITY/COUNTRY SOFT+ - SOFTENER BROCHURE (PACK 50) -FEB 2024 | Rayacom Print & Design | 37.45 | each (ea)
| Price List only |  | 535.TDC | NEW AWHWCS - CITY/COUNTRY SOFT+ SOFTENER BROCHURE (PACK 50) -May 2024 | Explore Printing + Installs | 37.5 | each (ea)
| Price List + Catalogue | Paper Work | 544.TDC | New TDC Demo Book.TDC | Rayacom Print & Design | 31.15 | each (ea) | 544.TDC | New Demo Book.TDC
| Price List + Catalogue | Demo Materials | 548.IN | 1/4" RO Tubing - 500' | Good Water Warehouse Inc. | 83.9 | each (ea) | 548.H2O | 1/4" RO Tubing - 500'
| Price List + Catalogue | Demo Materials | 549.IN | 3/8" JG PE TUBING-WHITE-500FT | Good Water Warehouse Inc. | 188.77 |  | 549.H2O | 3/8" JG PE TUBING-WHITE-500FT
| Price List + Catalogue | Soft & Soft+ Conditioner Replacement Parts | 55010018.IN | Float & Brine Well - New Conditioner | Watergroup | 29.81 | each (ea) | 55010018.IN | Float & Brine Well - New Conditioner
| Price List + Catalogue | Soft & Soft+ Conditioner Replacement Parts | 55010023.IN | Float (only) - New Conditioner | Watergroup | 19.75 | each (ea) | 55010023.IN | Float (only) - New Conditioner
| Price List only |  | 55010033.IN | SAFETY FLOAT C/W AIR CHK C38" NO WELL,Fits BTR200 - HHC | Watergroup | 27.82 | each (ea)
| Price List only |  | 55010037.SO | GRID,BTR-200,C/W LEGS, HANDLE,Manufactured - HHC | Watergroup | 49.14 | each (ea)
| Price List only |  | 55030008.SO | EASY FEEDER STARTER KIT - COUNTRY UNIT....1 X 55030006 - 1oz with 64oz Rescare Easy Feeder, 1oz, RF10N....1 X 80030022 - Cap, Wick, Bracket Pro Rescare 64oz.. | Watergroup | 51.99
| Price List only |  | 55036.H2O | QUICK CONNECT WS OWNER'S MANUAL | Watergroup | 2.5 | each (ea)
| Price List + Catalogue | Demo Materials | 553.H2O | Replacement Showrhead Beads.H2O | NINGBO HUANYU SANITARY WARE LIMITED | 5 |  | 553.H2O | Replacement Showerhead Beads
| Price List only |  | 554.H2O | Replacement Carbon Filter for Blue Showerhead - 888-2b1 | NINGBO HUANYU SANITARY WARE LIMITED | 3.5 | each (ea)
| Price List only |  | 555.H2O | Replacement Carbon Filter for Gold Showerhead - 229 | NINGBO HUANYU SANITARY WARE LIMITED | 3.5 | each (ea)
| Price List only |  | 5550948.SO | Filt, UNF-150 | Watergroup | 537
| Price List only |  | 556.H2O | Replacement Hose - Black Showerhead | NINGBO HUANYU SANITARY WARE LIMITED | 2.9134 | each (ea)
| Price List only |  | 557.H2O | Replacement Hose Silver For Gold Showerhead | NINGBO HUANYU SANITARY WARE LIMITED | 2.9134 | each (ea)
| Price List only |  | 558.H2O | Replacement Hose - White Showerhead | NINGBO HUANYU SANITARY WARE LIMITED | 2.9134 | each (ea)
| Price List only |  | 559.TDC | NATURAL VISION WOW Pkg 5 Year Soap Brochure -(50 per pk) | Rayacom Print & Design | 44.1 | each (ea)
| Price List only |  | 560.TDC | PURE SELECT WOW Pkg 5 Year Soap Brochure - (50 per pk) | Rayacom Print & Design | 44.1 | each (ea)
| Price List + Catalogue | Soft & Soft+ Conditioner Replacement Parts | 56019-51WQA.H2O | Valve complete with Power Head, 5600SXT, MI - BLUE UNITS.H2O | Good Water Warehouse Inc. | 423.5 |  | 56019-51WQA.H2O | Valve complete with Power Head, 5600SXT, MI - BLUE UNITS
| Price List only |  | 580-500.TDC | Super Daily Giveaway - 8" x 3" - pkg of 500 | Wilson Business Solutions Inc. | 55 | each (ea)
| Price List + Catalogue | WaterBox Replacement Parts | 583.H2O | WATERBOX - TWIST TASTE & ODOR FILTER | International H2O | 16.99 | each (ea) | 583.H2O | WaterBox - Twist Taste & Odor Filter
| Price List + Catalogue | WaterBox Replacement Parts | 584.H2O | Top Relay with reset ( hot water) for WaterBox | International H2O | 11.67 | each (ea) | 584.H2O | Top Relay with reset ( hot water) for WaterBox
| Price List + Catalogue | WaterBox Replacement Parts | 585.H2O | Bottom Relay (hot water) for WaterBox | International H2O | 11.67 | each (ea) | 585.H2O | Bottom Relay (hot water) for WaterBox
| Price List only |  | 6000.HD | HD DEMO BOOK | Rayacom Print & Design | 10 | each (ea)
| Price List only |  | 6001.HD | HD APRONS | GHS-BARRIE | 20 | each (ea)
| Price List only |  | 60010006.03 | Bypass Tool For Model#10010006-Valve 850 | Watergroup | 1.946 | each (ea)
| Price List only |  | 60010009.SC | CONNECTOR, TANK, QC - for SIM | Watergroup | 34.24 | each (ea)
| Price List only |  | 60010012S.SC | CONNECTOR,TANK,PARALLEL, SHORT - New Sim -2018 | Watergroup | 83.513 | each (ea)
| Price List only |  | 60010020.H2O | 3/4" QC Straight NPT adapters for bypass on the Conditioner - Installation | Watergroup | 2.9 | each (ea)
| Price List + Catalogue | Soft & Soft+ Conditioner Replacement Parts | 60010025.SC | Bypass Red Secure Clips - Valve A20 21709003 | Watergroup | 1.21 | each (ea) | 60010025.SC | Bypass Red Secure Clips - Valve A20 21709003
| Price List only |  | 60010026.SC | O Ring HTO/BAF Crossover Tube 22.4 x 3.55 | Watergroup | 0.609 | each (ea)
| Price List + Catalogue | SIM Replacement Parts | 60010027.SC | Piston Assembly - Current SIM - 2018 | Watergroup | 68.698 | each (ea) | 60010027.SC | Piston Assembly - Current SIM - 2018
| Price List only |  | 60010031.SO | Injector Set, #3, Yellow - SM | Watergroup | 7.95 | each (ea)
| Price List only |  | 60010032.SC | INJECTOR SET #2 BLUE 65/75/85/85HE/85TA/89 | Watergroup | 8.544 | each (ea)
| Price List only |  | 60010033.SO | Injector Set, #1, WHITE STK - New Conditioner | Watergroup | 7.95 | each (ea)
| Price List only |  | 60010034.SC | Injector Set #0 Red | Watergroup | 7.076 | each (ea)
| Price List only |  | 60010050.SC | Motor for New Conditioner Head- 65 Series Motor 12 V 2RPM - (2015) | Watergroup | 28.126 | each (ea)
| Price List + Catalogue | Soft & Soft+ Conditioner Replacement Parts | 60010052.IN | Power Supply Cord- new conditioner | Watergroup | 16.89 | each (ea) | 60010052.IN | Power Supply Cord- new conditioner
| Price List only |  | 60010062.SC | Main Cable - Conditioner..WIRE HARNESS 465/85 1.1M 12100024 | Watergroup | 12.012 | each (ea)
| Price List only |  | 60010066.SO | Media Tank Cap | Watergroup | 0 | each (ea)
| Price List only |  | 60010068m.SC | TANK ADAPTOR(VER. IV) HOR OUT C/W 3/4" FITTING | Watergroup | 64.93 | each (ea)
| Price List only |  | 60010069.SC | SMALL RED CLIP FOR DRAIN,65,85,85HE(Conditioner) | Watergroup | 0.601 | each (ea)
| Price List only |  | 60010073.SC | O-Ring,87.5x3.55,70,EPDM Parallel Conn,Top Adpt -SIM | Watergroup | 2.49 | each (ea)
| Price List only |  | 60010076.SO | Screw, Body, Valve, 65, 85 | Watergroup | 0.73 | each (ea)
| Price List only |  | 60010077.SC | VALVE LARGE O-RING 78.74X5.33 A15 05056063 - sxt5600 | Watergroup | 2.002 | each (ea)
| Price List only |  | 60010081.03 | RETAINER,BLFC | Watergroup | 1.64 | each (ea)
| Price List only |  | 60010083.03 | O-RING,BLFC,14X1.8 | Watergroup | 0.45 | each (ea)
| Price List only |  | 60010084.03 | BLFC BRASS FITTING | Watergroup | 4.7124 | each (ea)
| Price List only |  | 60010087.03 | FERRULE,BLFC | Watergroup | 0.31752 | each (ea)
| Price List only |  | 60010088.03 | NUT,BRASS,BLFC,65,85 | Watergroup | 1.64 | each (ea)
| Price List only |  | 60010089.SO | Screw, Cover, Injector | Watergroup | 0.5544 | each (ea)
| Price List only |  | 60010104.SC | COVER, 565 BLACK (REAR) | Watergroup | 21.26 | each (ea)
| Price List only |  | 60010105.SO | Cable,Extension,Power Canature Valve,4M (13Ft) | Watergroup | 11.83 | each (ea)
| Price List + Catalogue | SIM Replacement Parts | 60010107.SC | Main Circuit Board - New SIM - 165 Valve | Watergroup | 93.4 | each (ea) | 60010107.SC | Main Circuit Board - New SIM - 165 Valve
| Price List only |  | 60010110.03 | BLFC BUTTON #1,0.3 | Watergroup | 2.4192 | each (ea)
| Price List + Catalogue | Soft & Soft+ Conditioner Replacement Parts | 60010113.RT | Main PCB Board - Conditioner - 2018 and Earlier - BOARD,CIRCUIT,MAIN,850,465,565,85,ECS,05030010 | Watergroup | 22.08 | each (ea) | 60010113.SC | Main PCB Board - new conditioner.BOARD,CIRCUIT,MAIN,850,465,565,85,E CS,05030010
| Price List + Catalogue | Soft & Soft+ Conditioner Replacement Parts | 60010114.SC | PISTON,ASSY,65CAB VALVE - New Conditioner 85Valve | Watergroup | 80.1058 | each (ea) | 60010114.SC | PISTON,ASSY,65CAB VALVE - New Conditioner 85Valve
| Price List only |  | 60010116.SC | Adaptor, Multi-Tool, Tank - SIM/HHC -165/565 | Watergroup | 15.04 | each (ea)
| Price List only |  | 60010117.SC | Wrench, Multi-Tool, Tank - SIM/HHC -165/565 | Watergroup | 15.26 | each (ea)
| Price List only |  | 60010127.SC | Injector Set #0000 Black 65/75/85/85HE/85TA/89 | Watergroup | 8.58 | each (ea)
| Price List only |  | 60010128.SC | BLF C BUTTON #2,0.2 GPM | Watergroup | 2.57 | each (ea)
| Price List only |  | 60010129.SC | Piston, Assy, 85HE,85TA Upflow | Watergroup | 83.2054 | each (ea)
| Price List only |  | 60010181.SC | 3/8" PLASTIC TUBE INSERT | Watergroup | 0.22 | each (ea)
| Price List only |  | 60010184.SC | NUT,3/8,Plastic, 21389033M | Watergroup | 1.39 | each (ea)
| Price List only |  | 60010188.SC | O-Ring, 8X1,70,EPDM BLFC Holder, 85HE | Watergroup | 0.462 | each (ea)
| Price List only |  | 60010201.SC | SOLENOID,VALVE,INLET | Watergroup | 7.57 | each (ea)
| Price List only |  | 60010240.SC | CABLE,PCB,85VALVE-05030021 - BIG WHITE CABLE | Watergroup | 1.75 | each (ea)
| Price List + Catalogue | SIM Replacement Parts | 60010244.SC | SIM Screen | Watergroup | 10.584 | each (ea) | 60010244.SC | SIM Screen - New
| Price List only |  | 60010267.SC | Main Cable - Conditioner..Grey/65/75/85/89/85HE,05010108 | Watergroup | 6.26 | each (ea)
| Price List only |  | 60010293.SC | Holder, BLFC, 85HE C/W O-Ring | Watergroup | 2.408 | each (ea)
| Price List only |  | 60010311.SC | Mini SIM Valve | Watergroup | 308.46 | each (ea)
| Price List only |  | 60010320.SC | NEW SIM 165 Valve with Air Kit - to convert from Old SIM Valve to New | Watergroup | 450.54 | each (ea)
| Price List only |  | 60010348.SC | TankMate,8"-12"TANK, 1"BSP - SIM Kit | Watergroup | 266.024 | each (ea)
| Price List only |  | 60010409.SC | KIT,SEAL,SPACER - MAY 2024 (AWHWCS) with VALVE 485CAB,185UFCAB | Watergroup | 22.09 | each (ea)
| Price List only |  | 60010417.SC | Valve, Brine, 65,85,75V 85HE,85TA,89,5600 | Watergroup | 27.272 | each (ea)
| Price List only |  | 60010563.SO | New Conditioner Brine Tank (2015) | Watergroup | 173.29 | each (ea)
| Price List only |  | 60010564.SO | KIT, REPAIR, AIO, 65 SERIES VALVE..1 - 60010027 - Piston..1-60010409 - Seal & Spacers..1-60010611 - Throat #2 - Blue..1-60010612 - Nozzle, #2 - Blue | Watergroup | 67.39 | each (ea)
| Price List only |  | 60010643.SO | Valve, Inlet, 1/2 x 1/2 x 1/4 | Watergroup | 10.72 | each (ea)
| Price List only |  | 60010662.03 | Gear, Brine for Model#10010006 - Valve 850, ECS | Watergroup | 1.96 | each (ea)
| Price List only |  | 60010672.03 | Magnet, 3x2.7 - For Model#10010006-Valve 850 | Watergroup | 4.368 | each (ea)
| Price List + Catalogue | Soft & Soft+ Conditioner Replacement Parts | 60010716.SC | Lid, Salt, 07030466B - New Conditioner | Watergroup | 29.61 | each (ea) | 60010716.SC | Lid, Salt, 07030466B - New Conditioner
| Price List only |  | 60010792.H20 | BOARD,CIRCUIT,DISPLAY,465,565,ECS,CAN850 - YELLOW - NEW CONDITIONER AWHWCS - AFTER MAY 2024 | Watergroup | 157.81 | each (ea)
| Price List only |  | 60010792.RT | BOARD,CIRCUIT,DISPLAY,465,565,ECS,CAN850 - YELLOW - NEW CONDITIONER AWHWCS - AFTER MAY 2024 | Watergroup | 157.81 | each (ea)
| Price List only |  | 6002.HD | HD T-SHIRT - MEDIUM - LADIES (GRAY) | GHS-BARRIE | 7.7 | each (ea)
| Price List only |  | 60020267.SC | Upper Diffuser for 7000 | Watergroup | 21.91 | each (ea)
| Price List only |  | 60021620.IN | Kit, Installation 65/85 ( Installation Kit for the Conditioner & TOCC/SIM) | Watergroup | 63.05 | each (ea)
| Price List only |  | 60021623.SO | Kit,DLFC,BLFC,Injectors, 65,75,85,85HE,02170204 | Watergroup | 21.99 | each (ea)
| Price List only |  | 60021979.SC | FRONT DISPLAY- BEFORE MAY 2024 -BOARD,CIRCUIT,DISPLAY,465,565,ECS,CAN850 - OLD | Watergroup | 96.53 | each (ea)
| Price List only |  | 60021980.SC | MAIN PCB BOARD,CIRCUIT,MAIN,850,465,565,85,ECS,05030010 | Watergroup | 42.66 | each (ea)
| Price List only |  | 60021981.SC | Board,Main,85HE UF,RED - AFTER MAY 2024 - AWHWCS New Conditioner | Watergroup | 45.98 | each (ea)
| Price List only |  | 60024274.SO | Solenoid,3/4",2way,SS220 220 Volt stainless steel | Watergroup | 117.544 | each (ea)
| Price List only |  | 600252.SO | Universal Carry Case for Sample Soap ..(empty box) | LIQUID SOAP PRODUCTS | 1.946 | each (ea)
| Price List only |  | 600253.SO | LSP EMPTY WHITE BOX | LIQUID SOAP PRODUCTS | 1.946 | each (ea)
| Price List only |  | 6003.HD | HD T-SHIRT - LARGE - LADIES (GRAY/DARK GRAY) | GHS-BARRIE | 7.7 | each (ea)
| Price List + Catalogue | Soft & Soft+ Conditioner Replacement Parts | 60032.H2O | Brine Valve for Conditioner..VALVE, BRINE, ASSY, 65 / 85 / 85HE / 75 / 89 / 85TA STK /SXT5600 | Watergroup | 25.04 |  | 60032.H2O | Brine Valve for Conditioner
| Price List only |  | 60032.RT | Brine Valve for Conditioner | Watergroup | 21.1625
| Price List only |  | 6004.HD | HD T-SHIRT -SMALL - LADIES (GRAY) | GHS-BARRIE | 7.7 | each (ea)
| Price List + Catalogue | Soft & Soft+ Conditioner Replacement Parts | 60040.SC | Bypass 3/4 SS for Fleck 5600SXT | Watergroup | 73.88 | each (ea) | 60040.H2O | Bypass 3/4 SS
| Price List only |  | 60049.SO | BYPASS,PLASTIC,W/3/4"NPT YOKE,CARTON | Watergroup | 63.18
| Price List only |  | 6005.HD | HD LOGO HAT - BLACK | GHS-BARRIE | 10 | each (ea)
| Price List only |  | 6006.HD | HD SOCKS - WHITE | GHS-BARRIE | 3.5 | each (ea)
| Price List only |  | 6007.HD | HD SWEATER - LARGE - BLACK | GHS-BARRIE | 16.78 | each (ea)
| Price List only |  | 6008.HD | HD SWEATER - MEDIUM - BLACK | GHS-BARRIE | 25 | each (ea)
| Price List only |  | 6009.HD | HD FLEECE JACKET - LARGE - BEIGE | GHS-BARRIE | 23.1 | each (ea)
| Price List only |  | 60090001.SC | KIT QC DLFC ADAPTOR 90 ELBOW 85 SERIES W/ O-RING - Drain Line for Conditioners | Watergroup | 1.3958 | each (ea)
| Price List + Catalogue | Soft & Soft+ Conditioner Replacement Parts | 60090003.SO | Connector, 1" straight MNPT adapter c/w o ring - Conditioner Fitting | Watergroup | 4.84 | each (ea) | 60090003.SO | Connector, 1" straight MNPT adapter c/w o ring - Conditioner Fitting
| Price List only |  | 60090004.SO | KIT QC BLFC ELBOW | Watergroup | 4.84 | each (ea)
| Price List + Catalogue | Soft & Soft+ Conditioner Replacement Parts | 60090010.IN | QC Adapter 3/4 Elbow with O Ring for the SIM /Conditioner Bypass | Watergroup | 4.52 | each (ea) | 60090010.IN | 3/4 Elbow fitting that goes into the bypass
| Price List only |  | 60090024.SC | KIT QC 45 ELBOW..Drain line hose barb c/w oring - TOCC | Watergroup | 3.05 | each (ea)
| Price List only |  | 60090038.SO | KIT QC 1" BSP Straign W/O Ring | Watergroup | 4.84 | each (ea)
| Price List only |  | 60095070.SC | Injector Body for Conditioner | Watergroup | 50.08 | each (ea)
| Price List only |  | 60095084.SC | COVER BNT365 (BACK) | Watergroup | 27.92 | each (ea)
| Price List + Catalogue | HTO Replacement Parts | 60095097.SO | Bypass with Red Clip/Gray Meter Cord | Watergroup | 61.684 | each (ea) | 60095097.SO | Bypass for HTO Unit ( Same for Conditioner & Sim)
| Price List only |  | 60095100.SO | BackPlate,365/465/565 C/W,Pin | Watergroup | 23.22 | each (ea)
| Price List only |  | 60095101.SO | BYPASS,C/W Meter,& Grey Meter Cable,65,85/HE,75 | Watergroup | 61.7 | each (ea)
| Price List only |  | 60095104.SC | Gear, Brine, 85, 05030008N for Conditioner | Watergroup | 9.128
| Price List only |  | 60095105.SO | BACKPLATE,BASE,85,85TA | Watergroup | 22.93 | each (ea)
| Price List only |  | 60095651.RT | JG 1/4 X 1/4 Straight Valve | Watergroup | 4.284 | each (ea)
| Price List only |  | 6010.HD | HD SWEATER HOODIE - BLACK- 2XL | GHS-BARRIE | 25.98 | each (ea)
| Price List + Catalogue | Soft & Soft+ Conditioner Replacement Parts | 60102-71.SC | SXT 5600 Downflow Piston Assembly | Watergroup | 89.99 |  | 60102-71.SC | SXT 5600 Downflow Piston Assembly - Old Conditioner
| Price List only |  | 6011.HD | HD LONG SLEEVE HOODIE - BLACK - LARGE | GHS-BARRIE | 11.76 | each (ea)
| Price List only |  | 6012.HD | HD LONG SLEEVE HOODIE - DARK GRAY - MEDIUM | GHS-BARRIE | 9.8 | each (ea)
| Price List + Catalogue | SIM Replacement Parts | 60121.SC | Seal and Spacer Kit for Old 2510 AIO SIM Valve | Watergroup | 39.65 | each (ea) | 60121.SC | Seal and Spacer Kit for Old 2510 AIO SIM Valve
| Price List + Catalogue | Soft & Soft+ Conditioner Replacement Parts | 60125.SC | KIT,SEAL,SPACER,5600/9000UD - Old/Current Units ( SIM/Conditioners/SXT5600/New Conditioners/Old TOCC) | Watergroup | 22.09 | each (ea) | 60125.SC | KIT,SEAL,SPACER,5600/9000UD - Old/Current Untis ( SIM/Conditioners/SXT5600) | Also used for: SIM Replacement Parts - 60125.SC
| Price List only |  | 6013.HD | HD LONG SLEEVE HOODIE - DARK GRAY - LARGE | GHS-BARRIE | 9.8 | each (ea)
| Price List only |  | 6014.HD | HD LONG SLEEVE HOODIE - TERACOTA - XL | GHS-BARRIE | 9.8 | each (ea)
| Price List only |  | 6015.HD | HD GREEN GOLF SHIRT - LARGE | GHS-BARRIE | 13.62 | each (ea)
| Price List only |  | 6016.HD | HD WHITE LADIES GOLF SHIRT - LARGE | GHS-BARRIE | 13.62 | each (ea)
| Price List only |  | 6017.HD | HD WHITE GOLF SHIRT - MEDIUM | GHS-BARRIE | 23.5 | each (ea)
| Price List only |  | 6018.HD | HD WHITE GOLF SHIRT - LARGE | GHS-BARRIE | 23.5 | each (ea)
| Price List only |  | 6019.HD | HD BLACK T-SHIRT - XL | GHS-BARRIE | 9.64 | each (ea)
| Price List only |  | 6020.HD | HD BLACK T-SHIRT - MEDIUM | GHS-BARRIE | 9.64 | each (ea)
| Price List only |  | 6021.HD | HD BLACK T-SHIRT - LARGE | GHS-BARRIE | 9.46 | each (ea)
| Price List only |  | 6022.HD | HD BLACK T-SHIRT - 2XL | GHS-BARRIE | 12.52 | each (ea)
| Price List only |  | 6023.HD | HD BLACK T-SHIRT - 3XL | GHS-BARRIE | 18.4 | each (ea)
| Price List only |  | 6024.HD | HD TREES | GHS-BARRIE | 180.56 | each (ea)
| Price List only |  | 6025.HD | HD SWEATER HOODIE - BLACK- XL | GHS-BARRIE | 19.481 | each (ea)
| Price List only |  | 6026.HD | HD BANNNER WITH STAND | GHS-BARRIE | 207.9 | each (ea)
| Price List only |  | 6027-BLACK.HD | HD TREE SIGN - BLACK QR CODE | GHS-BARRIE | 23.604 | each (ea)
| Price List only |  | 6027.HD | HD TREE SIGN | GHS-BARRIE | 23.604 | each (ea)
| Price List only |  | 6028.HD | HD TABLE CLOTH | GHS-BARRIE | 236.4 | each (ea)
| Price List only |  | 6029.HD | HD SWEATER HOODIE - BLACK/DARK GRAY- LARGE | GHS-BARRIE | 21.78 | each (ea)
| Price List only |  | 6030.HD | HD SWEATER HOODIE - BLACK/DARK GRAY- MEDIUM | GHS-BARRIE | 21.78 | each (ea)
| Price List only |  | 6031.HD | HD BLACK GOLF SHIRT -SMALL | GHS-BARRIE | 22.69 | each (ea)
| Price List only |  | 6032.HD | HD BLACK GOLF SHIRT -MEDIUM | GHS-BARRIE | 22.69 | each (ea)
| Price List only |  | 6033.HD | HD BLACK GOLF SHIRT - LARGE | GHS-BARRIE | 22.69 | each (ea)
| Price List only |  | 6034.HD | HD BLACK GOLF SHIRT - XL | GHS-BARRIE | 22.69 | each (ea)
| Price List only |  | 6035.HD | HD BLACK/WHITE GOLF SHIRT - 2XL | GHS-BARRIE | 28.44 | each (ea)
| Price List only |  | 60350.SC | VALVE, BRINE, 8500, 9000,9100, ASSY - Commercial | Watergroup | 13.89 | each (ea)
| Price List only |  | 6036.HD | HD BLACK/WHITE GOLF SHIRT - 3XL | GHS-BARRIE | 28.44 | each (ea)
| Price List only |  | 60366-70.SC | VALVE, BRINE, 8500, 9000,9100, ASSY - Commercial | Watergroup | 37.38 | each (ea)
| Price List only |  | 6037.HD | HD WATER BOTTLES 2 ML - ORANGE /BLUE CAP - 500 PER PACK | GHS-BARRIE | 42.13 | each (ea)
| Price List only |  | 6038.HD | HD RECLOSEABLE PLOY BAG 2MIL CLEAR 4"x 8" / 1000 BOX | GHS-BARRIE | 38.181 | each (ea)
| Price List only |  | 6039.HD | COIN ENVELOPE #7 - 6.5 x 3.5 -ALBERTA / 1000 per box | GHS-BARRIE | 186.824 | each (ea)
| Price List only |  | 6040.HD | COIN ENVELOPE #7 - 6.5 x 3.5 -GHS-ONTARIO / 1000 per box | GHS-BARRIE | 162.536 | each (ea)
| Price List only |  | 6041.HD | GHS HD POCKET FOLDER | GHS-BARRIE | 2.1756 | each (ea)
| Price List only |  | 6042.HD | HD SURVEY CARD -500 PER PACK | GHS-BARRIE | 30.7312 | each (ea)
| Price List only |  | 6043.HD | HD $25 BALLOT CARD -500 PER PACK | GHS-BARRIE | 30.73 | each (ea)
| Price List only |  | 6044-S.HD | HD Glass Water Bottle with orange cap -500ML - SINGLE | GHS-BARRIE | 11.404 | each (ea)
| Price List only |  | 6044.HD | HD Glass Water Bottle with orange cap / 25 per case - 500ml | GHS-BARRIE | 327.36 | each (ea)
| Price List only |  | 6045.HD | HD QUARTER ZIP FLEECE BLACK - MEDIUM | GHS-BARRIE | 13.52 | each (ea)
| Price List only |  | 6046.HD | HD QUARTER ZIP FLEECE BLACK - LARGE | GHS-BARRIE | 13.52 | each (ea)
| Price List only |  | 6047.HD | HD QUARTER ZIP FLEECE BLACK - XL | GHS-BARRIE | 13.52 | each (ea)
| Price List only |  | 6048.HD | HD BLACK T-SHIRT - SMALL | GHS-BARRIE | 10.83 | each (ea)
| Price List only |  | 6049.HD | HD WHITE T-SHIRT - SMALL | GHS-BARRIE | 6.75 | each (ea)
| Price List only |  | 6050.HD | HD WHITE T-SHIRT - MEDIUM | GHS-BARRIE | 6.75 | each (ea)
| Price List only |  | 6051.HD | HD WHITE T-SHIRT - LARGE | GHS-BARRIE | 6.75 | each (ea)
| Price List only |  | 6052.HD | HD WHITE T-SHIRT - XL | GHS-BARRIE | 6.75 | each (ea)
| Price List only |  | 6053.HD | HD WHITE GOLF SHIRT - XL | GHS-BARRIE | 23.5 | each (ea)
| Price List only |  | 6054.HD | HD WHITE GOLF SHIRT - SMALL | GHS-BARRIE | 23.5 | each (ea)
| Price List only |  | 6055.HD | HD BLACK SWEATER -XL | GHS-BARRIE | 16.76 | each (ea)
| Price List only |  | 6056.HD | HD QUARTER ZIP CARBON BLACK - MEDIUM | GHS-BARRIE | 13.52 | each (ea)
| Price List only |  | 6057.HD | HD QUARTER ZIP CARBON BLACK - XL | GHS-BARRIE | 13.52 | each (ea)
| Price List only |  | 6058.HD | HD QUARTER ZIP CARBON BLACK - XXL | GHS-BARRIE | 13.52 | each (ea)
| Price List only |  | 6059.HD | HD QUARTER ZIP CARBON BLACK - LARGE | GHS-BARRIE | 13.52 | each (ea)
| Price List only |  | 6060.HD | HD QUARTER ZIP CARBON BLACK - SMALL | GHS-BARRIE | 13.52 | each (ea)
| Price List only |  | 6061.HD | HD SWEATER HOODIE - BLACK/DARK GRAY- SMALL | GHS-BARRIE | 21.78 | each (ea)
| Price List only |  | 6062.HD | HD MESH BALL CAP - BLACK/GRAY | GHS-BARRIE | 6.688 | each (ea)
| Price List + Catalogue | Soft & Soft+ Conditioner Replacement Parts | 60626.SC | Turbine Meter, 5600SE 79100 | Watergroup | 154.59 | each (ea) | 60626.H2O | Meter, 5600SE 79100 TURBIN
| Price List only |  | 6063.HD | HD 16" PLASTIC TREE BASE | GHS-BARRIE | 24.564 | each (ea)
| Price List only |  | 6064.HD | COIN ENVELOPE #7 - 6.5 x 3.5 -KINGSTON / 1000 per box | GHS-BARRIE | 186.824 | each (ea)
| Price List only |  | 6065.HD | NEOPRENE TANK JACKET BLACK - 9 X 48 | GHS-BARRIE | 30 | each (ea)
| Price List only |  | 6066.HD | NEOPRENE TANK JACKET WHITE - 9 X 48 | GHS-BARRIE | 30 | each (ea)
| Price List only |  | 6067.HD | HD LONG SLEEVE HOODIE - NAVY - LARGE | GHS-BARRIE | 12.25 | each (ea)
| Price List only |  | 6068.HD | HD LONG SLEEVE HOODIE - NAVY - MEDIUM | GHS-BARRIE | 12.25 | each (ea)
| Price List only |  | 6069.HD | HD LONG SLEEVE HOODIE - NAVY - XL | GHS-BARRIE | 12.25 | each (ea)
| Price List only |  | 6070.HD | HD LONG SLEEVE HOODIE - NAVY - XXL | GHS-BARRIE | 12.25 | each (ea)
| Price List only |  | 60702-8.SO | Control, DFL, 8.gpm,1", Brass, 1"FNT x 1"MNPT | Watergroup | 71.88 | each (ea)
| Price List only |  | 6071.HD | HD SWEATER - SMALL - BLACK | GHS-BARRIE | 18.15 | each (ea)
| Price List only |  | 6072.HD | HD WHITE LONG SLEEVE SHIRT - SMALL | GHS-BARRIE | 12.25 | each (ea)
| Price List only |  | 6073.HD | HD WHITE LONG SLEEVE SHIRT - MEDIUM | GHS-BARRIE | 12.25 | each (ea)
| Price List only |  | 6074.HD | HD WHITE LONG SLEEVE HOODIE - XL | GHS-BARRIE | 9.8 | each (ea)
| Price List only |  | 6075.HD | HD QR CODE TREE HANGERS - 100 PER PACK | GHS-BARRIE | 20 | each (ea)
| Price List + Catalogue | Soft & Soft+ Conditioner Replacement Parts | 60756-1216.SC | Power Head Only, 5600SXT, MI - GRAY UNITS WITH DISPLAY | Watergroup | 243.27 |  | 60756-1216.H2O | Power Head Only, 5600SXT, MI - GRAY UNITS
| Price List + Catalogue | Soft & Soft+ Conditioner Replacement Parts | 60756-1220.SC | Power Head SXT5600 - No Control Face - Blue Units | Watergroup | 243.27 | each (ea) | 60756-1220.H2O | Power Head SXT5600 - No Control Face - Blue Units
| Price List only |  | 60900-38.H20 | Brine Line Connector for SXT5600 Unit | Watergroup | 7.98
| Price List only |  | 61595-03 .SO | Freshpoint Replacement Membrane Module | Watergroup | 601.35 | each (ea)
| Price List + Catalogue | SIM Replacement Parts | 61662.SO | Seal & Spacer Kit with Piston Assembly - for AIO 2510 SIM | Watergroup | 91.02 | each (ea) | 61662.SO | Seal & Spacer Kit with Piston Assembly - for AIO 2510 SIM
| Price List only |  | 61670-00.SC | Piston Only- Old 2510 AIO SIM Valve | Watergroup | 54.72 | each (ea)
| Price List only |  | 61991-01.SO | CONNECTOR ASSY,1"NPT (BAG OF 2)GOOD WATER CARBON UNITS | Good Water Warehouse Inc. | 24.2465 | each (ea)
| Price List only |  | 626 UV LAMP.03 | Oxyair 626 UV Lamp With Holder.. | RespirAide Tech Inc. | 7.5
| Price List only |  | 6331.SO | 3/4HP DuroJet Pump | Watergroup | 290 | each (ea)
| Price List only |  | 7000.03 | RPS-701 White Circular Base | RespirAide Tech Inc. | 4.2 | each (ea)
| Price List only |  | 7001.03 | RPS-701 White Rotating Cover | RespirAide Tech Inc. | 4.2 | each (ea)
| Price List only |  | 70010018.SO | Membrane, RO CAN 400/800..41901003 3013-400-NPI | Watergroup | 83.97 | each (ea)
| Price List only |  | 7002.03 | RPS-701 Motor Bracket | RespirAide Tech Inc. | 2.1 | each (ea)
| Price List only |  | 7003.03 | RPS-701 Air Outlet Cover | RespirAide Tech Inc. | 6.3 | each (ea)
| Price List only |  | 70030031.SO | LOW PRESSURE SWITCH COMM. RO ALLIED 800140-3 | Watergroup | 114.87 | each (ea)
| Price List only |  | 7004.03 | RPS-701 Air Outer Upper Circle Cover | RespirAide Tech Inc. | 4.2 | each (ea)
| Price List only |  | 7005.03 | RPS-701 Display Panel | RespirAide Tech Inc. | 6.5 | each (ea)
| Price List only |  | 70050135.SO | FlowMeter,0.5-5.0gpm1/2" NPT PanelMount WhiteBack | Watergroup | 41.104 | each (ea)
| Price List only |  | 7006.03 | RPS-701 UV Lampshade Holder | RespirAide Tech Inc. | 0.63 | each (ea)
| Price List only |  | 7007.03 | RPS-701 Filter Cover Black | RespirAide Tech Inc. | 0.96 | each (ea)
| Price List only |  | 7008.03 | RPS-701 Non-Slip Foot Mats | RespirAide Tech Inc. | 3.15 | each (ea)
| Price List only |  | 7009.03 | RPS-701 Shading Fan Blade | RespirAide Tech Inc. | 4.2 | each (ea)
| Price List only |  | 7010.03 | RPS-701 Carbon Filter Cover | RespirAide Tech Inc. | 0.75 | each (ea)
| Price List only |  | 7011.03 | RPS-701 Lampshade Silicone Cover | RespirAide Tech Inc. | 0.255 | each (ea)
| Price List only |  | 7012.03 | RPS-701 Grid | RespirAide Tech Inc. | 3.15 | each (ea)
| Price List only |  | 7013.03 | RPS-701 Handle - Black | RespirAide Tech Inc. | 0.63 | each (ea)
| Price List only |  | 7014.03 | RPS-701 Unit Housing | RespirAide Tech Inc. | 63.25 | each (ea)
| Price List only |  | 7015.03 | RPS-701 Unit Carry handle, ABS757 white toner | RespirAide Tech Inc. | 0.45 | each (ea)
| Price List only |  | 7016.03 | RPS-701 Power PCB -110V | RespirAide Tech Inc. | 19.04 | each (ea)
| Price List only |  | 7017.03 | RPS-701 Top Display Board | RespirAide Tech Inc. | 81.33 | each (ea)
| Price List only |  | 7017.WR | RPS-701 Top Display Board | RespirAide Tech Inc. | 0 | each (ea)
| Price List only |  | 7018.03 | RPS-701 Dust Sensor | RespirAide Tech Inc. | 41.25 | each (ea)
| Price List only |  | 7018.RT | RPS-701 Dust Sensor | RespirAide Tech Inc. | 30.47 | each (ea)
| Price List only |  | 7019.03 | RPS-701 Temperature & Humidity Sensor PCB | RespirAide Tech Inc. | 18.92 | each (ea)
| Price List only |  | 7020.03 | RPS-701 Clear white handle on carton, plastic | RespirAide Tech Inc. | 0.45 | each (ea)
| Price List only |  | 7021.03 | RPS-701 Lamp Shade PCB | RespirAide Tech Inc. | 5.25 | each (ea)
| Price List only |  | 7022.03 | RPS-701 Temperature & Humidity Sensor PCB -WIRE | RespirAide Tech Inc. | 0.42 | each (ea)
| Price List only |  | 7023.03 | RPS-701 Dust Sensor WIRE | RespirAide Tech Inc. | 0.42 | each (ea)
| Price List only |  | 7024.03 | RPS-701 Lamp Shade PCB -WIRE | RespirAide Tech Inc. | 0.42 | each (ea)
| Price List only |  | 7025-B.03 | RPS-701 Power Cord - Black | RespirAide Tech Inc. | 12.01 | each (ea)
| Price List only |  | 7025-W.03 | RPS-701 Power Cord - White | RespirAide Tech Inc. | 12.01 | each (ea)
| Price List only |  | 7025.03 | RPS-701 Power Cord | RespirAide Tech Inc. | 12.01 | each (ea)
| Price List only |  | 7026.03 | RPS-701 Ballast with bracket | RespirAide Tech Inc. | 53.16 | each (ea)
| Price List only |  | 7027.03 | RPS-701 Ion Generator | RespirAide Tech Inc. | 4.2 | each (ea)
| Price List only |  | 7028.03 | RPS-701 Power Cable Connecting Line | RespirAide Tech Inc. | 2.52 | each (ea)
| Price List only |  | 7029.03 | RPS-701 H13 Hepa Filter | RespirAide Tech Inc. | 83.5 | each (ea)
| Price List only |  | 7029.EX | RPS-701 H13 Hepa Filter | RespirAide Tech Inc. | 83.5 | each (ea)
| Price List only |  | 7030.03 | RPS-701 Carbon Filter | RespirAide Tech Inc. | 73.22 | each (ea)
| Price List only |  | 7031.03 | RPS-701 UV Lamp - 24W | RespirAide Tech Inc. | 15.42 | each (ea)
| Price List only |  | 7032.03 | RPS-701 UV Lamp Holder with baseamp Holder | RespirAide Tech Inc. | 3.15 | each (ea)
| Price List only |  | 7034.03 | RPS-701 Wind Wheel | RespirAide Tech Inc. | 17.87 | each (ea)
| Price List only |  | 7035.03 | RPS-701 DC Motor | RespirAide Tech Inc. | 53.41 | each (ea)
| Price List only |  | 7036.03 | RPS-701 Remote Control | RespirAide Tech Inc. | 10.01 | each (ea)
| Price List only |  | 7037.03 | RPS-701 Power Cord Connector with Filter PCB Board (Plum Blossom AC Seat) | RespirAide Tech Inc. | 6.58 | each (ea)
| Price List only |  | 7040.03 | RPS-701 Lead-Free Tin Wire | RespirAide Tech Inc. | 0.76 | each (ea)
| Price List only |  | 7041.03 | RPS-701 Carton Box | RespirAide Tech Inc. | 23.12 | each (ea)
| Price List only |  | 7042.03 | RPS-701 Packaging Foam Kit | RespirAide Tech Inc. | 3.56 | each (ea)
| Price List only |  | 7043.03 | RPS-701 PE Package Bag | RespirAide Tech Inc. | 0.42 | each (ea)
| Price List only |  | 7044.03 | RPS-701 Bubble Bag | RespirAide Tech Inc. | 2.73 | each (ea)
| Price List only |  | 7045.03 | RPS-701 User Manual | RespirAide Tech Inc. | 0.42 | each (ea)
| Price List only |  | 7046.03 | RPS-701 RPS Logo Pasting Film | RespirAide Tech Inc. |  | each (ea)
| Price List only |  | 7047.03 | RPS-701 RPS Power Reminder Sticker | RespirAide Tech Inc. | 0.07 | each (ea)
| Price List only |  | 71105.SO | Motor Assembly MG/CS Canister | Tristar Distribution Center | 161.79 | each (ea)
| Price List + Catalogue | Demo Materials | 750010.IN | Silicone Petwa Tube 8 oz | Watergroup | 53.55 | each (ea) | 750010.H2O | Silicone Petwa Tube 8 oz
| Price List only |  | 757 CARBON.03 | Oxyair 757 Photo Catalyst & Activated Carbon.. | RespirAide Tech Inc. | 8.08
| Price List only |  | 757 HEPA.03 | Oxyair 757 Hepa Filter.... | RespirAide Tech Inc. | 10.14
| Price List only |  | 757 REMOTE.03 | Oxyair 757 Remote Control...... | RespirAide Tech Inc. | 5
| Price List only |  | 757 UV HOLDER.03 | Oxyair 757 UV Holder........ | RespirAide Tech Inc. | 4.5
| Price List only |  | 777 CARBON.03 | Oxyair 777 Photo Catalyst & Activated Carbon............ | RespirAide Tech Inc. | 15.15
| Price List only |  | 777 INTERLOCK SWITCH.03 | Oxyair 777 Interlock Switch............ | RespirAide Tech Inc. | 3.5
| Price List only |  | 777 MOTOR.03 | Oxyair 777 Motor Assembly.............. | RespirAide Tech Inc. | 30
| Price List only |  | 777 PCB.03 | Oxyair 777 Assembled PCB................ | RespirAide Tech Inc. | 39.99
| Price List only |  | 777 UV HOLDER.03 | Oxyair 777 UV Holder.................. | RespirAide Tech Inc. | 6.5
| Price List only |  | 80020003.H2O | Drain Line Tubing for Softener - 5/8 0DX1/2 ID Poly - 328ft | Watergroup | 135.99
| Price List only |  | 80030022.SC | PRO RESCARE, 64 OZ (Res-up) - Single Bottle | Watergroup | 25.214
| Price List only |  | 80030091.SO | Nipple 1/4 x Close 0.94" Long SCH 80 PVC | Watergroup | 1.8 | each (ea)
| Price List only |  | 80036304.SC | UV12 Elbow 3/4" SS MxF Aquaflo UV | Watergroup | 9 | each (ea)
| Price List only |  | 80050201.SO | HI701-25; Free chlorine tester reagents 25 pack | Watergroup | 17.61 | each (ea)
| Price List only |  | 80070013.IN | CHECK VALVE 1" PVC IN-LINE THREADED - SIM | Watergroup | 12.096 | each (ea)
| Price List + Catalogue | SIM Replacement Parts | 80070024.IN | 3/4 Check Valve - New SIM | Watergroup | 9.94 | each (ea) | 80070024.IN | 3/4 Check Valve - New SIM
| Price List only |  | 80082144.SC | Kit,AIO,Valve SIM Valve - New | Watergroup | 57.16 | each (ea)
| Price List only |  | 80127301.SC | O-Ring, 118, 70, EPDM 0.862x 1.068 - UV 12 | Watergroup | 0.1064
| Price List only |  | 80127302.SC | O-Ring, 118, 70, EPDM 0.796X1.074 - UV 12 | Watergroup | 0.1344
| Price List only |  | 80127400.SC | UV12 - Nut,Gland,Chamber,Aqua Flo UV | Watergroup | 8.624
| Price List only |  | 80127402.SC | UV12 LAMP SPRING | Watergroup | 0.322
| Price List only |  | 80127755.SO | 7" Flex Connectors for HHC Valve | Watergroup | 6.29 | each (ea)
| Price List only |  | 80127756.SO | 9" Flex Connectors for HHC Valve | Watergroup | 6.88 | each (ea)
| Price List only |  | 80127819.IN | Connector, Flex, SWC 1"FIP x 6" FIP)BSP - SIM Silver Connector Rods | Watergroup | 22.8564 | each (ea)
| Price List only |  | 80127822.SO | Connector, Flex, 1.25" x 18" L - Fip x Fip SS SWC114-18 | Watergroup | 72.4125 | each (ea)
| Price List only |  | 80127824.SO | Connector, Flex, 1.25" x 18" L - Fip x Fip SS SWC114-18 | Watergroup | 66.95 | each (ea)
| Price List only |  | 80127826.SO | Connector, Flex, 2" x 18" L - Fip x Fip SS SW2-18 | Watergroup | 97.48 | each (ea)
| Price List + Catalogue | Quick Connect | 80702.IN | 1/4" Drain Flush Valve | Watergroup | 6.28 |  | 80702.IN | 1/4" Drain Flush Valve
| Price List + Catalogue | Pur100-7 Replacement Parts | 80704.IN | TANK VALVE, 3/8 INSERT, 3/8 JACO NUT - FOR WS UNITS | Watergroup | 4.79 |  | 80704.H2O | Tank Valve, 3/8 Inset, 3/8 Jaco Nut (Same as 92659)
| Price List only |  | 85000-S.TDC | Simple Fresh Box (SINGLE). - BLACK | Simple Fresh | 19.64 | each (ea)
| Price List only |  | 85000.02 | Simple Fresh Box (12 Per Box). - BLACK | Simple Fresh | 235.82 | dozen (dz)
| Price List only |  | 85001-S.TDC | Simple Fresh Box (Single). - WHITE | Simple Fresh | 19.64 | dozen (dz)
| Price List only |  | 85001.02 | Simple Fresh Box (12 Per Box). -WHITE | Simple Fresh | 235.82 | dozen (dz)
| Price List only |  | 85002-S.TDC | Gold Spa Shower Heads (Single) | NINGBO HUANYU SANITARY WARE LIMITED | 18.5 | each (ea)
| Price List only |  | 85002.EX | Gold Spa Shower Heads (20 per carton) | NINGBO HUANYU SANITARY WARE LIMITED | 370.18 | Case (cs)
| Price List only |  | 85004.TDC | SimpleFresh Essence Set - Pack of 4..Eucalyputs, Uplifiting, Passion Fruit, Pina Colada - 50ml bottles | Simple Fresh | 15.25 | each (ea)
| Price List only |  | 85005-S.TDC | Black Spa Shower Heads (SINGLE) | NINGBO HUANYU SANITARY WARE LIMITED | 18.51 | Case (cs)
| Price List only |  | 85005.EX | Black Spa Shower Heads (20 per carton) | NINGBO HUANYU SANITARY WARE LIMITED | 370.18 | Case (cs)
| Price List only |  | 85006-S.TDC | White Spa Shower Heads (SINGLE) | NINGBO HUANYU SANITARY WARE LIMITED | 18.51 | Case (cs)
| Price List only |  | 85006.EX | White Spa Shower Heads (20 per carton) | NINGBO HUANYU SANITARY WARE LIMITED | 370.18 | Case (cs)
| Price List only |  | 85010031.SO | SIM BOX - INNER | Watergroup | 8.61 | each (ea)
| Price List only |  | 85010032.SO | SIM BOX - OUTER | Watergroup | 8.45 | each (ea)
| Price List only |  | 86006.TD | B. GILL - TD FINANCING RESERVE |  | 0
| Price List only |  | 86026.TD | ADAM BROWN - TD FINANCING RESERVE |  | 0
| Price List + Catalogue | 888 Series Faucets | 87580.IN | 888 STYLE FAUCET, POLISHED CHROME -NON AIR GAP | Watergroup | 83.286 | each (ea) | 87580 | Non-Air-Gap - Polished Chrome (Stock)
| Price List only |  | 87580.RT | 888 STYLE FAUCET, POLISHED CHROME -NON AIR GAP | Watergroup | 45.37
| Price List only |  | 87581.IN | Faucet Brush Nickel - Non AirGap - 888 | Watergroup | 85.77 | each (ea)
| Price List only |  | 87581.RT | Faucet Brush Nickel - Non AirGap - 888 | Watergroup | 85.77
| Price List + Catalogue | 888 Series Faucets | 87584.IN | 888 Style Faucet Black Glossy | Watergroup | 78.46 | each (ea) | 87584 | Non-Air-Gap - Black (Stock)
| Price List + Catalogue | 905 Series Faucets | 87587.IN | FAUCET,NON-AIR GAP,905 OIL RUB BRONZE,NSF,LIKUAN | Watergroup | 85 | each (ea) | 87587 | Non-Air-Gap - Oil Rubbed Bronze (Stock)
| Price List + Catalogue | 905 Series Faucets | 87596.IN | FAUCET,AIR GAP,905,NSF ANTIQUE BRONZE | Watergroup | 86.21 | each (ea) | 87596 | Air-Gap - Antique Brass (Special Order)
| Price List + Catalogue | 888 Series Faucets | 87597.IN | Faucet Brush Nickel - AIR GAP - 888 | Watergroup | 98.76 |  | 87597 | Air-Gap - Brushed Nickle (Special Order)
| Price List only |  | 87628.IN | Faucet,Air Gap,888 NSF, Matte Black,LIKUAN.. | Watergroup | 96.57 | each (ea)
| Price List only |  | 8804-CAP.H2O | Precip Test Bottles - Cap Only | HOUSE OF CANS INC - USA | 0.4 | each (ea)
| Price List + Catalogue | Demo Materials | 8804.DEM | Precip Test Bottles - Square w/black/white Cap - 4oz | HOUSE OF CANS INC - USA | 3.74 | each (ea) | 8804.H2O | Precip Test Bottles - Square w/black/white Cap - 4oz
| Price List only |  | 89043.SO | Lamp S463RL | Watergroup | 77.79
| Price List only |  | 89046.00 | Sleeve, Quartz, 5GPM | Watergroup | 40.54
| Price List only |  | 89112.SC | Lamp,AQUV8,C/W O-Rings EPA Est. 101552-CAN-1 | Watergroup | 72.59
| Price List only |  | 89113.SC | UV12 LAMP | Watergroup | 86.0378
| Price List only |  | 89113.WR | UV12 LAMP | Watergroup | 0 | each (ea)
| Price List only |  | 89114.SC | UV20 LAMP | Watergroup | 90.384
| Price List only |  | 91012.UEI | M. SMITH - H2O - UEI RESERVE |  | 0
| Price List + Catalogue | Version 1 - 7 Stage RO Ceramic Sterilization System Replacement Parts | 92035.SC | RO Membrane 50 Gallon | Watergroup | 35 | each (ea) | 92035.H2O | RO Membraine 50 Gallon
| Price List only |  | 92036AQC.SO | Membrane,RO,TW-4040XLP | Watergroup | 366.03 | each (ea)
| Price List + Catalogue | Pur100-7 Replacement Parts | 92159.H2O | Drain Connector - 1/4" | Watergroup | 2.52 | each (ea) | 92159.H2O | Drain Connector - 1/4"
| Price List + Catalogue | Pur100-7 Replacement Parts | 92263.IN | Flow Restrictor - 300ML (Interchangeable) | Watergroup | 8.65 | each (ea) | 92263.H2O | Flow Restrictor - 300ML (Interchangeable)
| Price List only |  | 92263.IN.RT | Flow Restrictor - 300ML (Interchangeable) | Watergroup | 8.65 | each (ea)
| Price List + Catalogue | Special Order Items | 92295.IN | BALL VALVE KIT FOR WR TANK SERIES 3/8" - for 14G/20G Tank | Watergroup | 27.49 | each (ea) | 92295 | R.O. 14 Valve Kit
| Price List only |  | 92313.H2O | 4G TANK, STORAGE, RO, PRO3800W Complete with 3/8 Shut Off Valve - Tall Skinny | Watergroup | 94.23
| Price List + Catalogue | Pur100-7 Replacement Parts | 92316.H2O | BALL VALVE KIT FOR WR TANK SERIES | Watergroup | 33 |  | 92316.H2O | Ball Valve Kit For WR Tank Series - For 10/14/20 Gallon Tanks - Special Ordered
| Price List only |  | 92317.RT | BOOSTER PUMP ,8800 | Watergroup | 241.95 | each (ea)
| Price List only |  | 92317.SC | BOOSTER PUMP ,8800 | Watergroup | 241.95 | each (ea)
| Price List + Catalogue | Pur100-7 Replacement Parts | 92321.SC | Permeate Pump (Aquatech) | Watergroup | 120.9915 | each (ea) | 92321.H2O | Permeate Pump (Aquatech)
| Price List only |  | 92321.SC.RT | Permeate Pump (Aquatech) | Watergroup | 120 | each (ea)
| Price List + Catalogue | Special Order Items | 92341.SC | Demand Pumps Distiller Delivery | Watergroup | 222.15 | each (ea) | 92341.SO | Demand Pumps Distiller Delivery
| Price List only |  | 92360.SO | GREASE,PACKET,1 GRAM DowCorning7COMP Silicone | Watergroup | 1.5 | each (ea)
| Price List + Catalogue | Pur100-7 Replacement Parts | 92371.RT | PAE RO Storage Tank 4.4 Gal | Watergroup | 57.52 |  | 92371.H2O | TANK, STORAGE, 3.8 GALLON C/W CARTON
| Price List only |  | 92371.SC | PAE RO Storage Metal Tank 4.4 Gal | Watergroup | 57.52 | each (ea)
| Price List only |  | 92371SC.WR | PAE RO Storage Tank 4.4 Gal | Watergroup | 0 | each (ea)
| Price List + Catalogue | Special Order Items | 92372.SC | PAE RO Storage Tank 11 Gal | Watergroup | 188.46 | each (ea) | 92372 | PAE RO Sotrage Tank, 14 Gal
| Price List + Catalogue | Special Order Items | 92373.SC | 20GAL PAE RO STORAGE TANK | Watergroup | 241.29 | each (ea) | 92373 | PAE RO Sotrage Tank, 20 Gal
| Price List only |  | 92389.SO | GEAR,DRIVE,89, 85HE | Watergroup | 8.89
| Price List only |  | 92393.SC | Motor 12V, 565, 85, 85H Conditioner Head -Current Unit | Watergroup | 34.39 | each (ea)
| Price List + Catalogue | Pur100-7 Replacement Parts | 92409.SC | JG 1/4 X 1/4 Straight Male Connector Thread ..( Same as 92704) | Watergroup | 1.99 | each (ea) | 92409.H2O | JG 1/4 X 1/4 Straight Male Connector Thread (SAME as 92704)
| Price List only |  | 92504.SO | HOUSING,3/4",UV20, WO/PR,MACHINED,PURA ..UV 10 Blue Housing with Black Cap | Watergroup | 123.43 | each (ea)
| Price List only |  | 92508.H2O | UV 10 Wrench | Watergroup | 3.92 | each (ea)
| Price List + Catalogue | UV15 Replacement Parts | 92509.IN | UV 15 - Wrench (New) | Watergroup | 8.28 | each (ea) | 92509 | Wrench, UVBB
| Price List only |  | 92512.RT | WHF/ UV 15 - Replacement O Ring | Watergroup | 3.59 | each (ea)
| Price List + Catalogue | UV15 Replacement Parts | 92512.SC | WHF/ UV 15 - Replacement O Ring | Watergroup | 3.59 | each (ea) | 92512.SC | WHF/ UV 15 - Replacement O Ring | Also used for: WHF Replacement Parts - 92512.SC
| Price List only |  | 92513.SC | UV 10 - Replacement O Ring | Watergroup | 0.745 | each (ea)
| Price List + Catalogue | Quick Connect | 92612.IN | Check Valve - 1/4 Jaco nut, 1/4" Inesrt, 1/4 NPT - Replacement for 92643 | Watergroup | 3.66 | each (ea) | 92612.IN | Check Valve - 1/4 Jaco nut, 1/4" Inesrt, 1/4 NPT - Replacement for 92643
| Price List + Catalogue | Pur100-7 Replacement Parts | 92621-S.SC | CARTRIDGE SEDIMENT 1ST STAGE, PuR7 - SINGLE | Watergroup | 2.072 | each (ea) | 92621-40-S.H2O | CARTRIDGE SEDIMENT 1ST STAGE, PuR7 - SINGLE
| Price List + Catalogue | Pur100-7 Replacement Parts | 92621.SC | CARTRIDGE SEDIMENT 1ST STAGE, PuR7 (50 Per Case) | Watergroup | 96.2 | Case (cs) | 92621-40.H2O | CARTRIDGE SEDIMENT 1ST STAGE, PuR7 (40 Per Case)
| Price List + Catalogue | Pur100-7 Replacement Parts | 92622-S.SC | CARTRIDGE, GAC 2ND STAGE, PuR7 (Single) | Watergroup | 8.456 | each (ea) | 92622-S.H2O | CARTRIDGE, GAC 2ND STAGE, PuR7 (Single)
| Price List + Catalogue | Pur100-7 Replacement Parts | 92622.SC | CARTRIDGE, GAC 2ND STAGE, PuR7 (Case of 20) | Watergroup | 157.04 | Case (cs) | 92622.H2O | CARTRIDGE, GAC 2ND STAGE, PuR7 (Case of 24)
| Price List + Catalogue | Pur100-7 Replacement Parts | 92624-S.SC | MEMBRANE,100 GPD 4TH STAGE, PuR7- Single | Watergroup | 48.5 | each (ea) | 92624-S.H2O | MEMBRANE,100 GPD 4TH STAGE, PuR7- Single
| Price List + Catalogue | Pur100-7 Replacement Parts | 92625-S.SC | CARTRIDGE, INLINE CARBON 5TH STAGE, PuR7 (Single) | Watergroup | 7.7 | each (ea) | 92625-S.H2O | CARTRIDGE, INLINE CARBON 5TH STAGE, PuR7 (Single)
| Price List + Catalogue | Pur100-7 Replacement Parts | 92625.SC | CARTRIDGE, INLINE CARBON 5TH STAGE, PuR7 (Case of 25) | Watergroup | 178.75 | Case (cs) | 92625.H2O | CARTRIDGE, INLINE CARBON 6TH STAGE, PuR7 (Case of 25)
| Price List + Catalogue | Pur100-7 Replacement Parts | 92626-S.SC | CARTRIDGE INLINE , CALCITE 6TH STAGE, PuR7 | Watergroup | 11.21 | each (ea) | 92626-S.H2O | CARTRIDGE INLINE , CALCITE 6TH STAGE, PuR7
| Price List only |  | 92626-S.SC.RT | CARTRIDGE INLINE , CALCITE 6TH STAGE, PuR7 | Watergroup | 11.21 | each (ea)
| Price List only |  | 92626-S.WR | CARTRIDGE INLINE , CALCITE 6TH STAGE, PuR7 | Watergroup | 0 | each (ea)
| Price List + Catalogue | Pur100-7 Replacement Parts | 92626.SC | CARTRIDGE INLINE , CALCITE 6TH STAGE, PuR7 (Case of 25) | Watergroup | 260.33 | Case (cs) | 92626.H2O | CARTRIDGE INLINE , CALCITE 7TH STAGE, PuR7 (Case of 25)
| Price List + Catalogue | Pur100-7 Replacement Parts | 92627-1-S.SC | CARTRIDGE CERAMIC 7TH STAGE, PuR7 - NEW UNITS - W9120562 | Watergroup | 49.04 | each (ea) | 92627-1-S.H2O | CARTRIDGE CERAMIC 5TH STAGE, PuR7 - NEW UNITS
| Price List only |  | 92627-1-S.SC.RT | CARTRIDGE CERAMIC 7TH STAGE, PuR7 - NEW UNITS | Watergroup | 49.04 | each (ea)
| Price List only |  | 92627-1-S.SC.WR | CARTRIDGE CERAMIC 7TH STAGE, PuR7 - NEW UNITS | Watergroup | 0 | each (ea)
| Price List only |  | 92629.H2O | Cover for RO (SHROUD, PRINTED, PuR7) | Watergroup | 12.52
| Price List + Catalogue | Quick Connect | 92630.H2O | Clip, Membrane Housing | Watergroup | 0.73 | each (ea) | 92630.H2O | Clip, Membrane Housing
| Price List only |  | 92631.IN | CLIP, INLINE X INLINE HOUSING | Watergroup | 1.5 | each (ea)
| Price List + Catalogue | Pur100-7 Replacement Parts | 92632.IN | CLIP, INLINE MEMBRANE HOUSING | Watergroup | 0.64 | each (ea) | 92632.H2O | CLIP, INLINE MEMBRANE HOUSING
| Price List + Catalogue | Pur100-7 Replacement Parts | 92633.IN | CLIP, MEMBRANE HOUSING X CERMAIC HOUSING | Watergroup | 0.64 | each (ea) | 92633.H2O | CLIP, MEMBRANE HOUSING X CERMAIC HOUSING
| Price List only |  | 92633.WR | CLIP, MEMBRANE HOUSING X CERMAIC HOUSING | Watergroup | 0 | each (ea)
| Price List + Catalogue | Pur100-7 Replacement Parts | 92634.H2O | Wrench, Blue Housing PuR 7 -WaterStation Installation Kit | Watergroup | 2.03 | each (ea) | 92634.H2O | Wrench, Blue Housing PuR 7 -WaterStation Installation Kit
| Price List + Catalogue | Pur100-7 Replacement Parts | 92635.IN | Auto Shut Off Valve (All Side Valve) | Watergroup | 8.94 | each (ea) | 92635.H2O | Auto Shut Off Valve (All Side Valve)
| Price List only |  | 92635.IN.RT | Auto Shut Off Valve (All Side Valve) | Watergroup | 8.68 | each (ea)
| Price List only |  | 92635.IN.WR | Auto Shut Off Valve (All Side Valve) | Watergroup | 0 | each (ea)
| Price List + Catalogue | Pur100-7 Replacement Parts | 92636.SC | HOUSING FOR 1ST TO 3RD STAGE , PuR7, BLUE/BLACK | Watergroup | 13.6581 | each (ea) | 92636.H2O | HOUSING FOR 1ST TO 3RD STAGE , PuR7, BLUE/BLACK
| Price List only |  | 92636.SC.RT | HOUSING FOR 1ST TO 3RD STAGE , PuR7, BLUE/BLACK | Watergroup | 13.66 | each (ea)
| Price List only |  | 92636.SC.WR | HOUSING FOR 1ST TO 3RD STAGE , PuR7, BLUE/BLACK | Watergroup | 0 | each (ea)
| Price List + Catalogue | Pur100-7 Replacement Parts | 92640.RT | New O Ring (Black) | Watergroup | 1.06 | each (ea) | 92640.H2O | New O Ring (Black)
| Price List + Catalogue | Pur100-7 Replacement Parts | 92640.SC | New O Ring (Black) | Watergroup | 1.06 | each (ea) | 92640.SC | New O Ring (Black)
| Price List + Catalogue | Pur100-7 Replacement Parts | 92641.SC | Membrane Housing - 4th Stage | Watergroup | 10.43 | each (ea) | 92641.H2O | Membrane Housing - 4th Stage
| Price List only |  | 92641.SC.RT | Membrane Housing - 4th Stage | Watergroup | 10.43 | each (ea)
| Price List + Catalogue | Pur100-7 Replacement Parts | 92642.SC | HOUSING, CLEAR, CERAMIC, 7TH STAGE, PuR7 | Watergroup | 11.48 | each (ea) | 92642.H2O | HOUSING, CLEAR, CERAMIC, 7TH STAGE, PuR7
| Price List only |  | 92642.SC.RT | HOUSING, CLEAR, CERAMIC, 7TH STAGE, PuR7 | Watergroup | 11.48 | each (ea)
| Price List only |  | 92642.SC.WR | HOUSING, CLEAR, CERAMIC, 7TH STAGE, PuR7 | Watergroup | 0 | each (ea)
| Price List + Catalogue | Pur100-7 Replacement Parts | 92642W.SC | HOUSING, WHITE, CERAMIC, 7TH STAGE, PuR7 | Watergroup | 7.52 | each (ea) | 92642W.H2O | HOUSING, WHITE, CERAMIC, 7TH STAGE, PuR7
| Price List only |  | 92642W.SC.WR | HOUSING, WHITE, CERAMIC, 7TH STAGE, PuR7 | Watergroup | 0 | each (ea)
| Price List only |  | 92643.RT | Check Valve - 1/4 Jaco nut, 1/4" Inesrt, 1/4 NPT | Watergroup | 2.47 | each (ea)
| Price List + Catalogue | Pur100-7 Replacement Parts | 92649.RT | Elbow, 1/4" Stem x 3/8 QC | Watergroup | 2.29 | each (ea) | 92649.H2O | Elbow, 1/4" Stem x 3/8 QC
| Price List only |  | 92649.SC | Elbow, 1/4" Stem x 3/8 QC | Watergroup | 1.32 | each (ea)
| Price List + Catalogue | Pur100-7 Replacement Parts | 92652.H2O | JG 3/8 X7/16 UNS Faucet Conn | Watergroup | 5.02 |  | 92652.H2O | JG 3/8 X7/16 UNS Faucet Conn
| Price List only |  | 92652.RT | JG 3/8 X7/16 UNS Faucet Conn | Watergroup | 3.3
| Price List + Catalogue | 888 Series Faucets | 92653.IN | FAUCET, AIRGAP, PuR7 | Watergroup | 79.072 | each (ea) | 92653 | Air-Gap - Polished Chrome (Stock)
| Price List only |  | 92653.IN.RT | FAUCET, AIRGAP, PuR7 | Watergroup | 79.072 | each (ea)
| Price List only |  | 92653.WR | FAUCET, AIRGAP, PuR7 | Watergroup | 0 | each (ea)
| Price List + Catalogue | Pur100-7 Replacement Parts | 92654.RT | FLOW RESTRICTOR | Watergroup | 4.42 |  | 92654.H2O | Flow Restrictor - 400ML
| Price List only |  | 92654.SC | FLOW RESTRICTOR | Watergroup | 4.42 | each (ea)
| Price List only |  | 92654.SC.WR | FLOW RESTRICTOR | Watergroup | 0 | each (ea)
| Price List + Catalogue | Pur100-7 Replacement Parts | 92655.IN | INLET SADDLE VALVE, 1/4" QUICK CONNECT - METAL | Watergroup | 9.74 | each (ea) | 92655.H2O | Inlet Saddle Valve, 1/4" Quick Connect - Metal
| Price List only |  | 92655.IN.RT | INLET SADDLE VALVE, 1/4" QUICK CONNECT - METAL | Watergroup | 8.28 | each (ea)
| Price List + Catalogue | Pur100-7 Replacement Parts | 92656.IN | 3/8" QUICK CONNECT DRAIN SADDLE CLAMP - BLACK PLASTIC | Watergroup | 4.62 | each (ea) | 92656.H2O | 3/8" Quick Connect Drain Saddle Clamp - Black Plastic
| Price List + Catalogue | Pur100-7 Replacement Parts | 92660.IN | Wrench for Membrane Cap -WaterStation Installation Kit | Watergroup | 2.77 | each (ea) | 92660.H2O | Wrench for Membrane Cap -WaterStation Installation Kit
| Price List + Catalogue | Pur100-7 Replacement Parts | 92661.IN | Wrench for Ceramic Filter -WaterStation Installation Kit | Watergroup | 0.99 | each (ea) | 92661.H2O | Wrench for Ceramic Filter -WaterStation Installation Kit
| Price List only |  | 92664.H2O | Screws for mounting the bracket - WaterStation Installation Kit | Watergroup | 0.08 | each (ea)
| Price List + Catalogue | Pur100-7 Replacement Parts | 92699.SC | O-RING FOR CERAMIC HOUSING | Watergroup | 0.66 | each (ea) | 92699.H2O | O-RING FOR CERAMIC HOUSING
| Price List + Catalogue | Demo Materials | 92710-S.H2O | DISPLAY FAUCET C/W BASE (SINGLES) | Watergroup | 35.6 |  | 92710-S.H2O | DISPLAY FAUCET C/W BASE (SINGLES)
| Price List only |  | 92711.SC.RT | Single O Ring Clear Bucket | Watergroup | 17.64 | each (ea)
| Price List only |  | 92723.SO | WRENCH,SUMP,UVBB - UV15 -Old | Watergroup | 5.2 | each (ea)
| Price List only |  | 92800.RT | Flow Restrictor 100 GPD, Quick Change RO | Watergroup | 9.7 | each (ea)
| Price List + Catalogue | Quick Connect | 92800.SC | Flow Restrictor 100 GPD, Quick Change RO | Watergroup | 9.7 | each (ea) | 92800.SC | Flow Restrictor 50 & 70 GPD, Quick Change RO
| Price List only |  | 92815.TDC | $100 Discount Dining Dollars - Single | ETTSI | 5.91 | each (ea)
| Price List only |  | 92816.TDC | $250 Discount Dining Dollars - Single | ETTSI | 9 | each (ea)
| Price List only |  | 92817.TDC | VIP Perks Gift Card (25 Per Pack) | Entertainment Corp | 238.43 | each (ea)
| Price List only |  | 940300.EX | WHF (BIG BLUE) | Watergroup | 1091.77 | each (ea)
| Price List only |  | 940300.LNDN | WHF (BIG BLUE) - London | Watergroup | 1091.77
| Price List only |  | 940300.WIND | WHF (BIG BLUE) - Windsor | Watergroup | 1091.77
| Price List only |  | 940309.EX | MINI + CONDITIONER | Watergroup | 1480.51
| Price List only |  | 940311.EX | TDC HFF | Watergroup | 1039.94
| Price List only |  | 940374.RT | Kit, Cartridge Flushing, Cap for the WaterStation | Watergroup | 34.65 | each (ea)
| Price List + Catalogue | Quick Connect | 940374.SC | Kit, Cartridge Flushing, Cap for the WaterStation | Watergroup | 34.65 | each (ea) | 940374.SC | Kit, Cartridge Flushing, Cap for the WaterStation
| Price List only |  | 940425.SC | Country Conditioner Media Bed | Watergroup | 270.48 | each (ea)
| Price List only |  | 940475-ALK.BN | TDC Quick Connect Water Station with Alkaline Filter.BN | Watergroup | 0
| Price List only |  | 940475-ALK.CAL | TDC Quick Connect Water Station with Alkaline Filter - Calgary | Watergroup | 1456.86 | each (ea)
| Price List only |  | 940475-ALK.DP | TDC Quick Connect Water Station with Alkaline Filter | Watergroup | 0 | each (ea)
| Price List only |  | 940475-ALK.EDM | TDC Quick Connect Water Station with Alkaline Filter - Edmonton | Watergroup | 1456.86 | each (ea)
| Price List only |  | 940475-ALK.EX | TDC Quick Connect Water Station with Alkaline Filter | Watergroup | 1456.86 | each (ea)
| Price List only |  | 940475-ALK.LNDN | TDC Quick Connect Water Station with Alkaline Filter | Watergroup | 1456.86 | each (ea)
| Price List only |  | 940475-ALK.WIND | TDC Water Station - WINDSOR | Watergroup | 1456.86 | each (ea)
| Price List + Catalogue | Quick Connect | 940476.SC | Manifold 7QCRO | Watergroup | 639.18 | each (ea) | 940476.SC | Manifold 7QCRO
| Price List only |  | 940476.SC.RT | Manifold 7QCRO | Watergroup | 639.18 | each (ea)
| Price List only |  | 940477-S.SC | 7QCRO Stage 1 Sediment Filter - Single | Watergroup | 10.29 | each (ea)
| Price List + Catalogue | Quick Connect | 940477.SC | 7QCRO Stage 1 Sediment Filter - (Box of 25) | Watergroup | 238.88 | Case (cs) | 940477 | 7 QCRO Stage 1 Sediment Filter / 25 Per Case
| Price List only |  | 940478-S.SC | 7QCRO Stage 2 GAC Carbon Filter - Single | Watergroup | 14.31 | each (ea)
| Price List + Catalogue | Quick Connect | 940478.SC | 7QCRO Stage 2 GAC Carbon Filter - (Box of 25) | Watergroup | 332.15 | Case (cs) | 940478 | 7 QCRO Stage 2 GAC Carbon Filter / 25 Per Case
| Price List only |  | 940479-S.SC | 7QCRO Stage 3 Carbon Block Filter - Single | Watergroup | 13.41 | each (ea)
| Price List + Catalogue | Quick Connect | 940479.SC | 7QCRO Stage 3 Carbon Block Filter - (Box of 25) | Watergroup | 311.35 | Case (cs) | 940479 | 7 QCRO Stage 3 Carbon Block Filter / 25 Per Case
| Price List only |  | 940480-S.SC | 7QCRO Stage 4 100 GPD Membrane Filter - Single | Watergroup | 60.34 | each (ea)
| Price List + Catalogue | Quick Connect | 940480.SC | 7QCRO Stage 4 100 GPD Membrane Filter - (Box of 25) | Watergroup | 1270.43 | Case (cs) | 940480 | 7 QCRO Stage 4 100 GPD Membrane Filter / 25 Per Case
| Price List only |  | 940481-S.SC | 7QCRO Stage 5 Ceramic Filter - Single | Watergroup | 27.9 | each (ea)
| Price List + Catalogue | Quick Connect | 940481.SC | 7QCRO Stage 5 Ceramic Filter - (Box of 25) | Watergroup | 546 | Case (cs) | 940481 | 7 QCRO Stage 5 Ceramic Filter / 25 Per Case
| Price List only |  | 940482-S.SC | 7QCRO Stage 6 Alkaline Filter - Single | Watergroup | 90.08 | each (ea)
| Price List only |  | 940482.SC | 7QCRO Stage 6 Alkaline Filter | Watergroup | 2091.05 | Case (cs)
| Price List only |  | 940483-S.SC | 7QCRO Stage 7- 50 Micron Carbon Block Filter | Watergroup | 24.206 | each (ea)
| Price List only |  | 940483.SC | 7QCRO Stage 7 - 50 Micron Carbon Block Filter - (Box of 25) Replaced with 940752 | Watergroup | 561.925 | each (ea)
| Price List only |  | 940484-S.SC | 7QCRO Blank Filter - Single | Watergroup | 12.71 | each (ea)
| Price List + Catalogue | Quick Connect | 940484.SC | 7QCRO Blank Filter - (Box of 25) | Watergroup | 295.1 | Case (cs) | 940484 | 7 QCRO Blank Filter / 25 Per Case
| Price List only |  | 940485-S.SC | 7QCRO Blank Membrane - Single | Watergroup | 16.72 | each (ea)
| Price List + Catalogue | Quick Connect | 940485.SC | 7QCRO Blank Membrane - (Box of 25) | Watergroup | 388.05 | each (ea) | 940485 | 7 QCRO Blank Membrane / 25 Per Case
| Price List + Catalogue | Quick Connect | 940508.SC | O-RING,TOP,FILTER,MEMBRANE,4 STAGE¦RO,P9 | Watergroup | 0.2 | each (ea) | 940508.SC | O-RING,TOP,FILTER,7STAGE¦RO,P9
| Price List + Catalogue | Quick Connect | 940509.SC | O-RING,MIDDLE,FILTER, MEMBRANE ¦4 STAGE RO,2224 | Watergroup | 0.25 | each (ea) | 940509.SC | O-RING,MIDDLE,FILTER, ¦7STAGE RO,2224
| Price List + Catalogue | Quick Connect | 940511.SC | O-RING,BOTTOM,MEMBRANE, ¦4 STAGE RO,AN124 (O-Ring,Quick Change,LRG) | Watergroup | 1.274 | each (ea) | 940511.SC | O-RING,BOTTOM,MEMBRANE, ¦7STAGE RO,AN124
| Price List only |  | 940512-S.SC | 7QCRO Cartridge,Carbon, 50mic 3rd Stage - (Single) | Watergroup | 24.206 | Case (cs)
| Price List only |  | 940512.SC | 7QCRO Cartridge,Carbon, 50mic 3rd Stage - (Box of 25) | Watergroup | 561.925 | Case (cs)
| Price List only |  | 940721-S.SC | 7QCRO Cartridge, pH Booster, 6th Stage - Single | Watergroup | 32.144 | each (ea)
| Price List + Catalogue | Quick Connect | 940721.SC | 7QCRO Cartridge, pH Booster, 6th Stage(Box of 25) | Watergroup | 746.2 | each (ea) | 940721 | 7 QCRO Stage 6 Alkaline Filter / 25 Per Case
| Price List only |  | 940752-S.SC | 7QCRO Stage 7- 5 Micron Carbon Block Filter - Single | Watergroup | 14.83 | each (ea)
| Price List + Catalogue | Quick Connect | 940752.SC | 7QCRO Stage 7- 5 Micron Carbon Block Filter - (Box of 25) | Watergroup | 344.18 | each (ea) | 940752 | 7 QCRO Stage 7 Carbon Block Filter / 25 Per Case
| Price List only |  | 940779 GENERIC.EX | MINI SOFTENER, 0.45 CF 54 STK | Watergroup | 1462.9
| Price List only |  | 940779GW.WIND | MINI CITY CONDITIONER - 5600SXT (2024) - Windsor | Good Water Warehouse Inc. | 1462.9 | each (ea)
| Price List only |  | 940780.EX | TDC,SIM,565,DUAL TANK -GRAY JACKET | Watergroup | 1616.12
| Price List only |  | 940780.LNDN | TDC SIM UNIT - New Valve and Grey Jackets.EX | Watergroup | 1616.12
| Price List only |  | 940781.EX | TDC TOCC UNIT-New Valve and Grey Jacket.EX | Watergroup | 1511.02
| Price List only |  | 940781.LNDN | TDC TOCC UNIT-New Valve and Grey Jacket - London | Watergroup | 1511.02
| Price List only |  | 940781.WIND | TDC TOCC UNIT - Windsor | Watergroup | 1511.02
| Price List only |  | 940782.EX | TDC HHC Rrefresh Unit | Watergroup | 2047.01
| Price List only |  | 940782.LNDN | TDC HHC Rrefresh Unit | Watergroup | 2047.01
| Price List only |  | 940783.EX | TDC LCC Refresh Unit | Watergroup | 1653.48
| Price List only |  | 940786.EX | TDC HTO Refresh Unit | Watergroup | 2029.96
| Price List only |  | 940799.CAL | TDC Filt, NRVTOC-100 (Catalytic Carbon - Headless Unit) - Calgary | Watergroup | 696.01 | each (ea)
| Price List only |  | 940799.EDM | TDC Filt, NRVTOC-100 (Catalytic Carbon - Headless Unit) - EDMONTON | Watergroup | 696.01 | each (ea)
| Price List only |  | 940799.EX | TDC Filt, NRVTOC-100 (Catalytic Carbon - Headless Unit) | Watergroup | 696.01 | each (ea)
| Price List only |  | 940799.LNDN | TDC Filt, NRVTOC-100 (Catalytic Carbon - Headless Unit) - LONDON | Watergroup | 696.01 | each (ea)
| Price List only |  | 940799.WIND | TDC Filt, NRVTOC-100 (Catalytic Carbon - Headless Unit) - WINDSOR | Watergroup | 696.01 | each (ea)
| Price List only |  | 940799GW.EDM | TDC CARBON UNIT 1.0 CUFT | Good Water Warehouse Inc. | 696.01 | each (ea)
| Price List only |  | 940799GW.EX | TDC CARBON UNIT 1.0 CUFT | Good Water Warehouse Inc. | 696.01 | each (ea)
| Price List only |  | 940801.EX | TDC, Country Soft, Twin Tank | Watergroup | 1537.31
| Price List only |  | 940842.EX | TDC, City Soft, Twin Tank - 565TT with 10% cross link | Watergroup | 1529.59
| Price List only |  | 940842.LNDN | TDC, City Soft, Twin Tank - 565TT with 10% cross link - London | Watergroup | 1529.59
| Price List only |  | 940842.WIND | TDC, City Soft, Twin Tank - 565TT with 10% cross link - Windsor | Watergroup | 1529.59
| Price List only |  | 941275.CAL | TDC, NEW CITY SOFT BNT850HE-CE22H-1035, 10% CORSS-LINK RESIN, MAY 2024 (AWHWCS) - CALGARY | Watergroup | 1529.59
| Price List only |  | 941275.EDM | TDC, NEW CITY SOFT - EDMONTON | Watergroup | 1529.59
| Price List only |  | 941275.EX | TDC, NEW CITY SOFT BNT850HE-CE22H-1035, 10% CORSS-LINK RESIN, MAY 2024 (AWHWCS) | Watergroup | 1529.59
| Price List only |  | 941275.LNDN | TDC, NEW CITY SOFT BNT850HE-CE22H-1035, 10% CORSS-LINK RESIN, MAY 2024 (AWHWCS) - LONDON | Watergroup | 1529.59
| Price List only |  | 941275.WIND | TDC, NEW CITY SOFT - WINDSOR | Watergroup | 1529.59
| Price List only |  | 941276.EX | TDC, NEW COUNTRY SOFT BNT850HE-CS22H-1035, FINE MESH RESIN, MAY 2024 (AWHWCS) | Watergroup | 1537.31
| Price List only |  | 941276.LNDN | TDC, NEW COUNTRY SOFT BNT850HE-CS22H-1035, FINE MESH RESIN, MAY 2024 (AWHWCS) -LONDON | Watergroup | 1537.31
| Price List only |  | 941276.WIND | TDC, NEW COUNTRY SOFT - WINDSOR | Watergroup | 1537.31
| Price List only |  | 941277.EX | UV12, TDC | Watergroup | 1277.29 | each (ea)
| Price List only |  | 941277.LNDN | UV12, TDC - LONDON | Watergroup | 1277.29 | each (ea)
| Price List only |  | 941277.WIND | UV12 - TDC - WINDSOR | Watergroup | 1277.29 | each (ea)
| Price List only |  | 941278.EX | UV20, TDC | Watergroup | 1277.29 | each (ea)
| Price List only |  | 95020.SC | Potassium - 10 lbs. bottle | Watergroup | 103.8 | each (ea)
| Price List + Catalogue | Demo Materials | 95330.H2O | Empty Water Sample Bottles with Water Analysis Forms | Watergroup | 0 |  | 95330.H2O | Empty Water Sample Bottles with Water Analysis Forms (FREE)
| Price List only |  | 95402.SC | TOCC Media Bed | Watergroup | 162.18 | each (ea)
| Price List only |  | 95415.SO | 1.0 CF REPLACEMENT MULTI MEDIA - PREPACKED - SIM SPECIAL ORDER | Watergroup | 162.524 | each (ea)
| Price List only |  | 95425.SC | SIM media bed | Watergroup | 147 | each (ea)
| Price List only |  | 95425.SC.WR | SIM media bed | Watergroup | 0 | each (ea)
| Price List only |  | 95426.SC | CURRENT SIM Media Bed CF10AM PRE98 C/W Pail | Watergroup | 140.49 | each (ea)
| Price List only |  | 95569.SC | TOCC Media Bed - BED,Carbon,Catalytic, 1.0CF C/W PAIL | Watergroup | 242.06 | each (ea)
| Price List only |  | 95577.SC | Media Bead for Conditioner 1.5CUBIC FT CATALIC CARBON FILTER | Watergroup | 582.86 | each (ea)
| Price List only |  | 95644.SO | 1.5 Cu Ft Nexsand c/w Gravel | Watergroup | 0 | each (ea)
| Price List only |  | 97002112.SO | Softener,105STS120-15S40..model 105STS 120-2" Single..Water Softener c/w electronic meter initiated regeneration control and a..brine tank with safety float | Watergroup | 2375 | each (ea)
| Price List only |  | 97002308.SO | Soft,85TA 60-1D7B0 1252N,R145G..85TA 60-1D7B0 Twin alternating softener c/w..- Two (2) 1" 85 series control valves: 1 leader and 1 follower..- Two (2) 12" diameter x 52" mineral tanks c/w internal distribution..- Two (2) media beds with 2CF of aquafine... | Watergroup | 2011.4875 | each (ea)
| Price List only |  | 97002378.SO | Filter, MTS CF14-1.25TC00..95MTS CF14-1.25TCT0..95MTS CF14-1.25TCT0 triplex chem-free filter TWB c/w..- Three (3) 95 series - 1.25" control valves with electronic timers & meters..- One (1) Main 95MTS controller..- Three (3) 14" diameter x 65" mineral ... | Watergroup | 6988.125 | each (ea)
| Price List only |  | 97002432.SO | Softener, MTS 90-1.25D800 | Watergroup | 4025.125
| Price List only |  | 99003.SO | Funnel to replace Media | Watergroup | 12.18 | each (ea)
| Price List only |  | 99004.SC | Funnel,4&6"forCommercial Media Loading | Watergroup | 30.55
| Price List only |  | AIR CONDITIONER | AIR CONDITIONER (AC) | Marks Supply Inc. | 0
| Price List only |  | AIRPUR.OR | Air Purifier Overrides |  | 0
| Price List + Catalogue | Pur100-7 Replacement Parts | ASVPP1.IN | Angle Stop Adaptor - 3/8 MCTx 3/8FCT x 1/4JG | Watergroup | 17.41 | each (ea) | ASVPP1.H2O | Angle Stop Adaptor - 3/8 MCTx 3/8FCT x 1/4JG
| Price List only |  | ASVPP2LF.IN | Angle Stop Adaptor - 3/8 MCTx 3/8FCT x 3/8 JG | Good Water Warehouse Inc. | 19.13 | each (ea)
| Price List only |  | BT100LH-F.EX | 1532 SQUARE BT 100L; BK; C/W BW & FLOAT ASSY | Good Water Warehouse Inc. | 117.17 | each (ea)
| Price List only |  | C3000-2SP HEPA.01 | RPS C3000 HEPA Unit with 2 Speed Motor | RespirAide Tech Inc. | 1395.88
| Price List only |  | C3000-2SP HEPA.02 | RPS C3000 HEPA Unit with 2 Speed Motor | RespirAide Tech Inc. | 1395.88
| Price List only |  | C3000-2SP HEPA.BN | RPS C3000 HEPA Unit with 2 Speed Motor | RespirAide Tech Inc. | 0
| Price List only |  | C3000-2SP HEPA.DP | RPS C3000 HEPA Unit with 2 Speed Motor | RespirAide Tech Inc. | 0
| Price List only |  | C3000-2SP HEPA.EDM | RPS C3000 HEPA Unit with 2 Speed Motor - Edmonton | RespirAide Tech Inc. | 1395.88
| Price List only |  | C3000-2SP HEPA.LNDN | RPS C3000 HEPA Unit with 2 Speed Motor | RespirAide Tech Inc. | 1395.88
| Price List only |  | C3000-2SP HEPA.WIND | RPS C3000 HEPA Unit with 2 Speed Motor-WINDSOR | RespirAide Tech Inc. | 1395.88
| Price List only |  | C3000-Plate.03 | RPS C3000 MOUNTING PLATE........ | SOTO | 23.79
| Price List only |  | CFM-1.0-WS1EA-AIO/BRIM | Iron & Sulphur Filter -1.0 CUFT;WS1EA/AIO;BRIM;RT10X54 | Good Water Warehouse Inc. | 1088.64 | each (ea)
| Price List only |  | CLACK SET.SO | NUT, SPLIT RING, O-RING FOR CLACK) GOOD WATER CARBON UNITS | Good Water Warehouse Inc. |  | each (ea)
| Price List only |  | DEMO LAMP.03 | Demo Lamp w/o Bulb - 120V - New | RespirAide Tech Inc. | 77
| Price List only |  | Eiko-BBA.03 | Light Bulbs - Eiko | RespirAide Tech Inc. | 6.09
| Price List only |  | Filter-NPC1.SC | H2O-NPC1 HYBRID FILTER WITH NANOPOSITRONIC..TECHNOLOGY® | Smart Soda | 194.465 | each (ea)
| Price List + Catalogue | WaterBox Replacement Parts | G3-G4 Fuse.H2O | Fuse for G3 & G4 WaterBox | International H2O | 11.12 | each (ea) | G3-G4 Fuse.H2O | WaterBox Fuse - G3 & G4
| Price List + Catalogue | WaterBox Replacement Parts | G5 Fuse.H2O | Fuse for G5 WaterBox | International H2O | 11.12 | each (ea) | G5 Fuse.H2O | WaterBox - Fuse - G5
| Price List only |  | GD14251-S.02 | RPS Whole Home Permanent Electrostatic Air Filter - 14x25x1 - Single | Modern Air Filters | 33.88
| Price List only |  | GD16201-S.02 | RPS Whole Home Permanent Electrostatic Air Filter - 16x20x1 - SINGLE | Modern Air Filters | 30.84
| Price List only |  | GD16201.02 | RPS Whole Home Permanent Electrostatic Air Filter - 16x20x1 - 12/Case | Modern Air Filters | 370.15
| Price List only |  | GD16251W-S.02 | RPS Whole Home Permanent Electrostatic Air Filter w/ Alarm- 16x25x1 - Single | Modern Air Filters | 35.62
| Price List only |  | GD16251W.02 | RPS Whole Home Permanent Electrostatic Air Filter w/ Alarm- 16x25x1 - 12/Case.. | Modern Air Filters | 427.53
| Price List only |  | GD20201-S.03 | Permanent Electrostatic Air Filter - 20 X 20 x1 - Single CUSTOM SIZE.......... | Modern Air Filters | 45.14
| Price List only |  | GD20251-S.03 | RPS Whole Home Permanent Electrostatic Air Filter - 20x25x1 - Single...... | Modern Air Filters | 35.01
| Price List only |  | H-13 Medic Filter Set | Medicair Combined Filter Cartridge Set |  | 209 | each (ea)
| Price List only |  | H2O-NPC1-FILTER HEAD ASSEMBL.SC | Nano-Positronic® Dual Filter Head Assembly | Smart Soda | 213.7936 | each (ea)
| Price List only |  | HM-4200.02 | Hydromax; 2.0CUFT; 12X52SS; RV4 | Aerus Canada Inc. | 1346.6 | each (ea)
| Price List + Catalogue | WaterBox Replacement Parts | ICBG3.H2O | Circuit Board for WaterBox G3 | International H2O | 16.87 |  | ICBG3.H2O | Circuit Board for Simple WaterBox G3
| Price List + Catalogue | WaterBox Replacement Parts | ICBG4.H2O | Circuit Board for WaterBox G4 | International H2O | 16.87 |  | ICBG4.H2O | Circuit Board for Simple WaterBox G4
| Price List + Catalogue | WaterBox Replacement Parts | ICBG5.H2O | Circuit Board for WaterBox G5 | International H2O | 16.87 |  | ICBG5.H2O | Circuit Board for Simple WaterBox G5
| Price List only |  | KJ1Battery.03 | Replacement Battery for KJ1 Particle Counter.. | RespirAide Tech Inc. | 7.91
| Price List only |  | KJ1ParticleCounter.03 | Particle Counter - Model KJ1 | RespirAide Tech Inc. | 107.21 | each (ea)
| Price List only |  | KWC-0110E.DEM | Iron Test Kit, Color Match, RT (50 Pillows) | WET INTERNATIONAL | 45.33 | each (ea)
| Price List only |  | KWC-0115C | Manganese Test Kit, High Range, w/ checker | WET INTERNATIONAL | 168.86 | each (ea)
| Price List only |  | KWC-4460C | Tannin Test Kit in Black Box | WET INTERNATIONAL | 168.25 | each (ea)
| Price List + Catalogue | Demo Materials | LSBB01-12.SO | Oatmeal Bar Soap, Wrapped - Pack of 12 | LIQUID SOAP PRODUCTS | 17.19 | dozen (dz) | LSBB01-12.SO | Oatmeal Bar Soap, Wrapped (12 Pack) - Case of 14
| Price List + Catalogue | Paper Work | LSPDEMPG.DEM | LSP Laminated Demobook Pages | LIQUID SOAP PRODUCTS | 5 |  | LSPDEMPG.DEM | Soap Demo Book (FREE)
| Price List + Catalogue | Demo Materials | LSXCAP.H2O | LSP Conc. Cap Kit | LIQUID SOAP PRODUCTS | 0 |  | LSXCAP.H2O | LSP Conc. Cap Kit
| Price List only |  | MASSERSTHAL-5PC.TDC | Masserstahl 5pc Knife Set w/Cutlery Bag & Messersharp | Lake Industries Company | 116.77 | each (ea)
| Price List only |  | MASSERSTHAL-SHEARS.TDC | Masserstahl Kitchen Survival Shears | Lake Industries Company | 16.98 | each (ea)
| Price List only |  | Medic-Black-Platinum.Dereza | Platinum MedicAir Black Unit |  | 1073.63 | each (ea)
| Price List only |  | Medic-Black.01 | TDC MedicAir Black Unit |  | 1073.63 | each (ea)
| Price List only |  | Medic-Black.EX | TDC MedicAir Black Unit |  | 1073.63 | each (ea)
| Price List only |  | Medic-Black.LNDN | TDC MedicAir Black Unit. LNDN |  | 1073.63 | each (ea)
| Price List only |  | Medic-White-Platinum.Dereza | Platinum MedicAir White Unit |  | 1073.63 | each (ea)
| Price List only |  | Medic-White.01 | TDC MedicAir White Unit |  | 1073.63 | each (ea)
| Price List only |  | Medic-White.EX | TDC MedicAir White Unit |  | 1073.63 | each (ea)
| Price List only |  | Medic-White.LNDN | TDC MedicAir White Unit. LONDON |  | 1073.63 | each (ea)
| Price List only |  | Misc.Parts.IN | Misc.Parts.IN | Good Water Warehouse Inc. | 0 | each (ea)
| Price List only |  | NATURAL VISIONS WOW 5YR SOAP.01 | NATRUAL VISIONS WOW - 5 YRS SUPPLY..NVQWOWAUTO-TDC X 1..NVQWOWDD2BX-TDC X1..NVQWOWDD3BX-TDC X 1 | LIQUID SOAP PRODUCTS | 386.65 | each (ea)
| Price List only |  | NATURAL VISIONS WOW 5YR SOAP.EX | NATRUAL VISIONS WOW - 5 YRS SUPPLY..NVQWOWAUTO-TDC X 1..NVQWOWDD2BX-TDC X1..NVQWOWDD3BX-TDC X 1 | LIQUID SOAP PRODUCTS | 386.65 | each (ea)
| Price List only |  | NEW 5 YEAR SOAPFC.EX | NEW SOAP - 5 YRS SUPPLY (FOAM) FREE AND CLEAR | LIQUID SOAP PRODUCTS | 368.41 | each (ea)
| Price List only |  | NS599-629.03 | Airmaster 6000 VOC Filters - Air Purifiers.. | RespirAide Tech Inc. | 29.26
| Price List only |  | NUTRI-1712.EX | Nutri-Stahl 12pc Cookware Set w/DVD | Lake Industries Company | 158.24
| Price List only |  | NUTRI-1722.EX | Nutri-Stahl 22pc Cookware Set w/DVD | Lake Industries Company | 256.4
| Price List only |  | NVPITCHBINDER-EN.DEM | Natural Visions Pitch Binder - English | LIQUID SOAP PRODUCTS | 16.5025 | each (ea)
| Price List only |  | NVTOBCL.SO | Natural Visions Tallow & Oatmeal - Coconut Lime Verbena -4oz Bar Soap | LIQUID SOAP PRODUCTS |  | each (ea)
| Price List only |  | NVWOWBOX#1.EX | NATRUAL VISIONS WOW BOX#1 | LIQUID SOAP PRODUCTS | 251.21 | each (ea)
| Price List only |  | NVX1LAUTODELFC-S.EX | 5 Year Soap - Single AUTODEL - FREE AND CLEAR (1 Box) | LIQUID SOAP PRODUCTS | 133.1 | each (ea)
| Price List only |  | NVX1LAUTOSPECFC.EX | 5 Year Soap - NV 1 Ltr Auto Special Box - Free & Clear | LIQUID SOAP PRODUCTS | 100.19 | each (ea)
| Price List only |  | NVXAFCL.SO | NVX Automatic Dish Gel - Free & Clear - 1L | LIQUID SOAP PRODUCTS | 9.7584 | each (ea)
| Price List + Catalogue | Demo Materials | NVXAGS.SO | Automatic Dish Gel - 4oz - refill for demo briefcase | LIQUID SOAP PRODUCTS | 2.82 | each (ea) | NVXAGS.SO | Automatic Dish Gel - 4oz - refill for demo briefcase
| Price List only |  | NVXAOGL.SO | Auto Dish Gel-Citrus- | LIQUID SOAP PRODUCTS | 9.5 | each (ea)
| Price List + Catalogue | Demo Materials | NVXAPWL.SO | AUTO DISHWASHER POWDER - 2 LBS | LIQUID SOAP PRODUCTS | 15.515 | each (ea) | NVXAPWL.SO | Auto Dishwasher Poweder 8LB Jar
| Price List only |  | NVXAPWS.SO | Automatic Dish Power - 4oz | LIQUID SOAP PRODUCTS | 1.5943
| Price List + Catalogue | Demo Materials | NVXBW18D.SO | NV 18oz Body Wash Disp Empty | LIQUID SOAP PRODUCTS | 2.0437 | each (ea) | NVXBW18D.SO | NV 18oz Body Wash Disp Empty
| Price List + Catalogue | Demo Materials | NVXBWFCL.SO | Body Wash Rainforest 1L - FREE & CLEAR | LIQUID SOAP PRODUCTS | 14.5 | each (ea) | NVXBWFCL.SO | Body Wash Rainforest 1L - FREE & CLEAR
| Price List + Catalogue | Demo Materials | NVXBWRFL.SO | Body Wash Rainforest 1L | LIQUID SOAP PRODUCTS | 18.09 | each (ea) | NVXBWRFL.SO | Body Wash Rainforest 1L
| Price List + Catalogue | Demo Materials | NVXBWRFS.SO | Body Wash Rainforest - 4oz - refill for demo briefcase | LIQUID SOAP PRODUCTS | 3.02 | each (ea) | NVXBWRFS.SO | Body Wash Rainforest - 4oz - refill for demo briefcase
| Price List only |  | NVXBXSMPL6BTDC.EX | NV Sample Packs Black (6 Packs Per Box) - NEW | LIQUID SOAP PRODUCTS | 177.19 | each (ea)
| Price List + Catalogue | Demo Materials | NVXCFCL.SO | Peaches & Cream - Free & Clear - Liter (4x-33.8 oz) | LIQUID SOAP PRODUCTS | 11.94 | each (ea) | NVXCFCL.SO | Cream Soap - Free & Clear - Liter (4x-33.8 oz)
| Price List + Catalogue | Demo Materials | NVXCPCL.SO | Peaches and Cream Soap (4x33.8oz) | LIQUID SOAP PRODUCTS | 15.51 |  | NVXCPCL.SO | Peaches and Cream Soap (4x33.8oz)
| Price List + Catalogue | Demo Materials | NVXD25D-S.SO | DISH SOAP -25zo Dispenser | LIQUID SOAP PRODUCTS | 2.04 | each (ea) | NVXD25D-S.SO | DISH SOAP -25zo Dispenser
| Price List + Catalogue | Demo Materials | NVXDFCL.SO | Dish Soap - Free and Clear - 1L | LIQUID SOAP PRODUCTS | 18.09 | each (ea) | NVXDFCL.SO | Dish Soap - Free and Clear - 1L
| Price List + Catalogue | Demo Materials | NVXDGTL.SO | Dish Soap -Green Tea & Thyme) --1L | LIQUID SOAP PRODUCTS | 18.09 |  | NVXDGTL.SO | Dish Soap -Green Tea & Thyme (4x-33.8oz)
| Price List + Catalogue | Demo Materials | NVXDGTS.SO | Dish Soap - Green Tea & Thyme - 4oz - refill for demo briefcase | LIQUID SOAP PRODUCTS | 2.6964 |  | NVXDGTS.SO | Dish Soap - Green Tea & Thyme - 4oz - refill for demo briefcase
| Price List only |  | NVXDISTDC.EX | Empty Soap Bottles - NV Dispenser Box | LIQUID SOAP PRODUCTS | 21.94
| Price List only |  | NVXDKTDC.DEM | New Dealer Demokit Briefcase | LIQUID SOAP PRODUCTS | 52.9 | each (ea)
| Price List + Catalogue | Demo Materials | NVXF08D.SO | NV 8oz Short Foaming H&B Disp/Short Squat | LIQUID SOAP PRODUCTS | 4.92 | each (ea) | NVXF08D.SO | NV 8oz Short Foaming H&B Disp/Short Squat
| Price List + Catalogue | Demo Materials | NVXF08DTAL.SO | NV 8oz Short Foaming H&B Disp/TALL Squat | LIQUID SOAP PRODUCTS | 2.04 | each (ea) | NVXF08DTAL.SO | NV 8oz Short Foaming H&B Disp/TALL Squat
| Price List only |  | NVXFFCL.SO | NV Foaming Hand & Body Soap (1L) - Free & Clear | LIQUID SOAP PRODUCTS | 13.58
| Price List only |  | NVXFPCL.SO | NV Foaming Hand & Body Soap (1L) | LIQUID SOAP PRODUCTS | 14.672
| Price List + Catalogue | Demo Materials | NVXFPCS.SO | NV Foaming Hand - 4oz - Refill for Demo Briefcase | LIQUID SOAP PRODUCTS | 2.69 | each (ea) | NVXFPCS.SO | NV Foaming Hand - 4oz - Refill for Demo Briefcase
| Price List + Catalogue | Demo Materials | NVXG32D-S.DEM | GLASS CLEANER DISPENSER - 32oz | LIQUID SOAP PRODUCTS | 2.04 | dozen (dz) | NVXG32D-S.SO | GLASS CLEANER DISPENSER - 32oz
| Price List + Catalogue | Demo Materials | NVXGFCL.SO | Glass Cleaner - Free & Clear- 1 Litre | LIQUID SOAP PRODUCTS | 10.6037 | each (ea) | NVXGFCL.SO | Glass Cleaner - Free & Clear- 1 Litre
| Price List only |  | NVXGLVL.SO | Glass Cleaner - Lavender - 32oz | LIQUID SOAP PRODUCTS | 17.7
| Price List + Catalogue | Demo Materials | NVXGLVS.SO | Glass Cleaner - Lavender - 4oz - Refill for Demo Briefcase | LIQUID SOAP PRODUCTS | 2.69 | each (ea) | NVXGLVS.SO | Glass Cleaner - Lavender - 4oz - Refill for Demo Briefcase
| Price List + Catalogue | Demo Materials | NVXK28D.SO | Kitchen & Bath Cleaner - EMPTY DISPENCER | LIQUID SOAP PRODUCTS | 4.92 | each (ea) | NVXK28D.SO | Kitchen & Bath Cleaner - EMPTY DISPENCER
| Price List + Catalogue | Demo Materials | NVXKCTL.DEM | Kitchen & Bath Cleaner - Citrus 1L | LIQUID SOAP PRODUCTS | 10.68 | each (ea) | NVXKCTL.DEM | Kitchen & Bath Cleaner - Citrus 1L
| Price List + Catalogue | Demo Materials | NVXKCTS.SO | Kitchen & Bath Cleaner - 4oz - Refill for Demo Briefcase | LIQUID SOAP PRODUCTS | 2.69 | each (ea) | NVXKCTS.SO | Kitchen & Bath Cleaner - 4oz - Refill for Demo Briefcase
| Price List only |  | NVXKFCL.DEM | Kitchen & Bath Cleaner - Citrus 1L - FREE & CLEAR | LIQUID SOAP PRODUCTS | 10.68 | each (ea)
| Price List + Catalogue | Demo Materials | NVXL24D-S.SO | Laundry Soap Empty Dispenser | LIQUID SOAP PRODUCTS | 4.92 | each (ea) | NVXL24D-S.SO | Laundry Soap Empty Dispenser
| Price List + Catalogue | Demo Materials | NVXLCBL.SO | Laundry Soap - Cotton Blossom - 1 Litre | LIQUID SOAP PRODUCTS | 18.09 |  | NVXLCBL.SO | Laundry Soap - Cotton Blossom - 1 Litre
| Price List + Catalogue | Demo Materials | NVXLCBS.SO | Laundry Soap - Cotton Blossom - 4oz - Refill for Demo briefcase | LIQUID SOAP PRODUCTS | 2.52 | each (ea) | NVXLCBS.SO | Laundry Soap - Cotton Blossom - 4oz - Refill for Demo briefcase
| Price List + Catalogue | Demo Materials | NVXLFCL.SO | Laundry Soap Free & Clear - Cotton Blossom - 1 Litre | LIQUID SOAP PRODUCTS | 18.09 | each (ea) | NVXLFCL.SO | Laundry Soap Free & Clear - Cotton Blossom - 1 Litre
| Price List + Catalogue | Demo Materials | NVXM32D-S.SO | MULTIPURPOSE CLEANER DISPENSER - 32oz - | LIQUID SOAP PRODUCTS | 1.91 | each (ea) | NVXM32D-S.SO | MULTIPURPOSE CLEANER DISPENSER - 32oz -
| Price List only |  | NVXMFCL.SO | Multipurpose Cleaner Free & Clear- Pink Gr (64x -33.8oz) | LIQUID SOAP PRODUCTS | 10.19
| Price List + Catalogue | Demo Materials | NVXMPGL.SO | Multipurpose Cleaner - Pink Gr (64x -33.8oz) | LIQUID SOAP PRODUCTS | 17.7 |  | NVXMPGL.SO | Multipurpose Cleaner - Pink Gr (64x -33.8oz)
| Price List + Catalogue | Demo Materials | NVXMPGS.SO | Multipurpose Cleaner - pkGr 4oz - Refill for Demo Briefcase | LIQUID SOAP PRODUCTS | 2.52 |  | NVXMPGS.SO | Multipurpose Cleaner - pkGr 4oz - Refill for Demo Briefcase
| Price List + Catalogue | Demo Materials | NVXS16D.SO | Shampoo - DISPENCER | LIQUID SOAP PRODUCTS | 4.92 |  | NVXS16D.SO | Shampoo - DISPENCER
| Price List only |  | NVXSFCL.SO | NV Shampoo - FREE & CLEAR - 4X33.8oz. litre | LIQUID SOAP PRODUCTS | 14.23 | each (ea)
| Price List + Catalogue | Demo Materials | NVXSNML.SO | Shampoo - Rainforest (32oz) Nrml Hair | LIQUID SOAP PRODUCTS | 17.7 |  | NVXSNML.SO | Shampoo - Rainforest (4x 32.8oz) Nrml Hair
| Price List + Catalogue | Demo Materials | NVXSNMS.SO | Shampoo - Rainforest Scent - 4oz for Normal Hair - Refill for Demo Briefcase | LIQUID SOAP PRODUCTS | 2.52 |  | NVXSNMS.SO | Shampoo - Rainforest Scent - 4oz for Normal Hair - Refill for Demo Briefcase
| Price List + Catalogue | Demo Materials | ORTHO.DEM | ORTHOTOLIDINE 32OZ | LOWRY & ASSOCIATES | 47.145 | each (ea) | ORTHO.H2O | ORTHOTOLIDINE 32OZ
| Price List only |  | P & G Soap.EX | Pure and Gentle Soap | Pure & Gentle Inc. | 368.41 | each (ea)
| Price List only |  | PG DEMOKIT.DEM | Pure and Gentle Demo Kit | Pure & Gentle Inc. | 0 | each (ea)
| Price List only |  | PISV0416S.IN | ½” ball valve | Watergroup | 9.92 | each (ea)
| Price List only |  | Plastic Bottles.DEM | Plastic Bottles - 16 oz. with lids (170 per Case) | Smart Soda | 76.054 | each (ea)
| Price List only |  | Platinum Hepa | Platinum Hepa Unit |  | 799
| Price List only |  | PS6000DD.EX | PURE SELECT SOAP - 5YR PACKAGE..BOX 1 - PSQTB1 / BOX 2 - PSQTB2..BOX 3 - PSQTB3 | LIQUID SOAP PRODUCTS | 448.94 | each (ea)
| Price List only |  | PSEOEC.SO | PS Ess Oils - Eucalyptus | LIQUID SOAP PRODUCTS | 9.5 | each (ea)
| Price List only |  | PSFRAGBOOK-CAN.SO | Pure Selects Frag Binder Book - Canada | LIQUID SOAP PRODUCTS | 23.75 | each (ea)
| Price List only |  | PSFRCL.SO | PS Fragrance Coconut Lime Verb | LIQUID SOAP PRODUCTS | 9.5 | each (ea)
| Price List only |  | PSFRDV.SO | PS Fragrance Dreamy Vanilla | LIQUID SOAP PRODUCTS | 9.5 | each (ea)
| Price List only |  | PSFRJE.SO | PS Fragrance Jasmine Escape | LIQUID SOAP PRODUCTS | 9.5 | each (ea)
| Price List only |  | PSFRLD.SO | PS Fragrance Lavender Delight | LIQUID SOAP PRODUCTS | 9.5 | each (ea)
| Price List only |  | PSFRPR.SO | PS Fragrance Phoenix Rising | LIQUID SOAP PRODUCTS | 9.5 | each (ea)
| Price List only |  | PSGGT6PK.SO | PS Green Tea Bar 6pk | LIQUID SOAP PRODUCTS | 14.44 | each (ea)
| Price List only |  | PSOCL6PK.SO | 6pk Pure Selects® Oatmeal Coconut Lime Verbena Bar Soap | LIQUID SOAP PRODUCTS | 14.44 | each (ea)
| Price List only |  | PSOFF6PK.SO | 6PK Pure Selects® Oatmeal Floral Fusion Bar Soap | LIQUID SOAP PRODUCTS | 14.44 | each (ea)
| Price List only |  | PSOMF6PK.SO | 6PK Pure Selects® Oatmeal Moisture Fusion Cherry Almond Bar Soap | LIQUID SOAP PRODUCTS | 14.44 | each (ea)
| Price List only |  | PSQABCD-CAN.EX | Pure Selects Quart Dealer Delivery ABCD Boxes-Canada | LIQUID SOAP PRODUCTS | 395.78 | each (ea)
| Price List only |  | PSQPITCHEBINDER-EN.DEM | Pure Selects Quarts Pitch Binder - English | LIQUID SOAP PRODUCTS | 16.5 | each (ea)
| Price List only |  | PURE SELECT WOW 5YR SOAP.01 | PURE SELECT WOW - 5 YRS SUPPLY..PSQWOWAUTO-TDC X 1..PSQWOWDD2BX-TDC X 1 ..PSQWOWDD3BX-TDC X 1 | LIQUID SOAP PRODUCTS | 411.42 | each (ea)
| Price List only |  | PURE SELECT WOW 5YR SOAP.EX | PURE SELECT WOW - 5 YRS SUPPLY..PSQWOWAUTO-TDC X 1..PSQWOWDD2BX-TDC X 1 ..PSQWOWDD3BX-TDC X 1 | LIQUID SOAP PRODUCTS | 411.42 | each (ea)
| Price List only |  | PUV-48.01 | RPS PHOTO CATALYST UV - Single | RespirAide Tech Inc. | 988.64
| Price List only |  | PUV-48.02 | RPS PHOTO CATALYST UV - Single | RespirAide Tech Inc. | 988.64
| Price List only |  | PUV-48.BN | RPS PHOTO CATALYST UV - Single - Volume Bonus | RespirAide Tech Inc. | 0
| Price List only |  | PUV-48.DP | RPS PHOTO CATALYST UV - Single - Deferred Promo.. | RespirAide Tech Inc. | 0
| Price List only |  | PUV-48.EDM | RPS PHOTO CATALYST UV - Single - Edmonton | RespirAide Tech Inc. | 988.64
| Price List only |  | PUV-48.LNDN | RPS PHOTO CATALYST UV - Single - London | RespirAide Tech Inc. | 988.64
| Price List only |  | PUV-48.WIND | RPS PHOTO CATALYST UV - Single - WINDSOR | RespirAide Tech Inc. | 988.64
| Price List only |  | PUV-48.WR | RPS PHOTO CATALYST UV - Single - Under Warranty | RespirAide Tech Inc. | 100
| Price List only |  | PW-01717.DEM | Magnetic Drive Pump 200 GPH includes 2' Blue Tubing w/ quick connect | WET INTERNATIONAL | 60.85 | each (ea)
| Price List only |  | PW-01717.RT | Magnetic Drive Pump 200 GPH includes 2' Blue Tubing w/ quick connect | WET INTERNATIONAL | 43.66 | each (ea)
| Price List only |  | PW-1010.DEM | Empty 2oz Dropper Bottle with Nasal Plug and Cap | WET INTERNATIONAL | 3.19 | each (ea)
| Price List only |  | PW-1040 | Erlenmeyer Flask 250ml with Stopper | La Motte Company | 14.62 | each (ea)
| Price List only |  | PW-1055.DEM | FOAM INSERT FOR SILVER DEMO KIT | WET INTERNATIONAL | 28.81 | each (ea)
| Price List only |  | PW-1060 | Test Tubes Marked a 5ml, 1gpg and 10ml (Plastic Hardness Test Tubes) | WET INTERNATIONAL | 5.74 | each (ea)
| Price List only |  | PW-1075.DEM | Tubing for Softener w/ Quick-connects, 3' long..(3 Foot Lont Tubing for TDC) | WET INTERNATIONAL | 11.352 | each (ea)
| Price List only |  | PW-2000M.DEM | TDC SINGLE Chamber Modular Mini-Softener with Resin & Carbon - WET Demo Kits | WET INTERNATIONAL | 236.39 | each (ea)
| Price List only |  | PW-2008.DEM | Faucet Assembly for Mini-Water Softener (Demo Kits) | WET INTERNATIONAL | 28.21 | each (ea)
| Price List only |  | PW-2010M.DEM | TDC Dual-chamber mini-softener | WET INTERNATIONAL | 300 | each (ea)
| Price List only |  | PW-2010M.RT | TDC Dual-chamber mini-softener | WET INTERNATIONAL | 300 | each (ea)
| Price List only |  | PW-2045-TDS.DEM | TDC H2O DEMO KIT - Silver with TDS Meter | WET INTERNATIONAL | 574.43 | each (ea)
| Price List only |  | PW-2045E.DEM | EMPTY SILVER DEMO KIT | WET INTERNATIONAL | 168.7 | each (ea)
| Price List only |  | RPS-600S.01 | RPS 600S Air Purifier | RespirAide Tech Inc. | 1553
| Price List only |  | RPS-600S.02 | RPS 600S Air Purifier | RespirAide Tech Inc. | 1553
| Price List only |  | RPS600LOGO.03 | RPS600S-SL Aluminum Logo.... | RespirAide Tech Inc. | 1.57
| Price List only |  | RPS600MANUAL.03 | RPS600S-SL Owner's Manual.. | RespirAide Tech Inc. | 3.77
| Price List only |  | RPS600STICKER.03 | RPS600S-S Remote Sticker...... | RespirAide Tech Inc. | 1.57
| Price List only |  | RPS701-BLACK.LNDN | RPS 701 True HEPA Air Purifier - BLACK -London | RespirAide Tech Inc. | 929
| Price List only |  | RPS701-WHITE.01 | RPS 701 True HEPA Air Purifier - WHITE | RespirAide Tech Inc. | 929 | each (ea)
| Price List only |  | RPS701-WHITE.02 | RPS 701 True HEPA Air Purifier - WHITE | RespirAide Tech Inc. | 929
| Price List only |  | RPS701-WHITE.LNDN | RPS 701 True HEPA Air Purifier - WHITE-London | RespirAide Tech Inc. | 929
| Price List only |  | RPS701-WHITE.WIND | RPS 701 True HEPA Air Purifier - WHITE-WINDSOR | RespirAide Tech Inc. | 929
| Price List only |  | RW-1035/2oz.DEM | Hardness Indicator Buffer Solution, 2oz | WET INTERNATIONAL | 20.02 | each (ea)
| Price List only |  | RW-1036/2oz.DEM | Hardness indicator solution (hardness #6), 2oz | WET INTERNATIONAL | 13.18 | each (ea)
| Price List only |  | RW-1036/pt.DEM | Hardness indicator solution (hardness #6), pint | WET INTERNATIONAL | 27.92 | each (ea)
| Price List only |  | RW-1065WR/pt.DEM | pH indicator solution, wide range, pint | WET INTERNATIONAL | 30.9 | each (ea)
| Price List only |  | RW-1068/2oz.DEM | Chlorine reagent OT#1, 2oz | WET INTERNATIONAL | 15.6 | each (ea)
| Price List only |  | RW-1068/pt.DEM | Chlorine reagent OT#1, pint | WET INTERNATIONAL | 28.26 | each (ea)
| Price List only |  | RW-2032/2oz.DEM | Hardness titrating solution, 2oz | WET INTERNATIONAL | 11.21 | each (ea)
| Price List only |  | RW-2032/pt.DEM | Hardness titrating solution, pint | WET INTERNATIONAL | 23.03 | each (ea)
| Price List only |  | RW-2066/2oz.DEM | Soap reagent #1, 2oz | WET INTERNATIONAL | 12.94 | each (ea)
| Price List only |  | RW-2066/pt.DEM | Soap reagent #1, pint | WET INTERNATIONAL | 42.77 | each (ea)
| Price List only |  | RW-280-05/50 | Total Iron Reagent Powder Pillows pk/50 | WET INTERNATIONAL | 17.77 | each (ea)
| Price List only |  | RW-3032/2oz.DEM | Hardness buffer solution (hardness #5), 2oz | WET INTERNATIONAL | 12.21 | each (ea)
| Price List only |  | RW-3032/pt.DEM | Hardness buffer solution (hardness #5), pint | WET INTERNATIONAL | 22.49 | each (ea)
| Price List only |  | RW-3045/2oz.DEM | Precipitation reagent #2, 2oz | WET INTERNATIONAL | 22.68 | each (ea)
| Price List only |  | RW-3045/pt.DEM | Precipitation reagent #2, pint | WET INTERNATIONAL | 86.41 | each (ea)
| Price List only |  | RW-4015/2oz.DEM | Precipitation reagent #1, 2oz | WET INTERNATIONAL | 14.41 | each (ea)
| Price List only |  | RW-4015/pt.DEM | Precipitation reagent #1, pint | WET INTERNATIONAL | 31.2 | each (ea)
| Price List + Catalogue | Demo Materials | TSNIP.IN | TUBE CUTTER.H2O | Watergroup | 15.05 | each (ea) | TSNIP.H2O | TUBE CUTTER
| Price List only |  | UP10J20P.SO | 20" 10M DEPTH WOUND POLY; 4.5" | Good Water Warehouse Inc. | 48.19 | each (ea)
| Price List only |  | VELOCEAIR.DP | VELOCE AIR CLEANER..3 SPEED ULTRA QUIET AIR PURIFIER WITH LED NIGHT LIGHT | INTERNATIONAL H2O-USD | 0 | each (ea)
| Price List only |  | VELOCEAIR03 | VELOCE AIR CLEANER..3 SPEED ULTRA QUIET AIR PURIFIER WITH LED NIGHT LIGHT | INTERNATIONAL H2O-USD | 175.36 | each (ea)
| Price List only |  | WH-500 Pre Filter.03 | Pre Filter WH-500 12x24x2.. | RespirAide Tech Inc. | 24.64
| Price List only |  | WH-500C Carbon Pre Filter.03 | Carbon Filter WH-500C 12 x 24 x 2 Carbon 550 Filter.... | RespirAide Tech Inc. | 16.99
| Price List only |  | WH-500C Motor.03 | WH-500C Motor...... | RespirAide Tech Inc. | 193.58 | each (ea)
| Price List only |  | XX01415-MANUAL.DEM | Manual for TDC Lamotte Demo Kits | La Motte Company | 2.5 | each (ea)
| Price List only |  | XX01415-MAT.DEM | Instruction Mat for TDC Lamotte Demo Kits | La Motte Company | 2.5 | each (ea)
| Price List only |  | Petty Cash | Petty Cash |  | 0 | each (ea)
| Price List only |  | 11130 | Cash & Cheque |  | 0
| Price List only |  | 11212 | A/R Clearing |  | 0
| Price List only |  | 11214 | Tristar Clearing |  | 0
| Price List only |  | 11215 | RespirAide Clearing |  | 0
| Price List only |  | 41211 | Sales |  | 0
| Price List only |  | 62150 | 62150- Warranty Repair Expense |  | 0
| Price List only |  | CREDIT CARD FEES | CREDIT CARD FEES |  | 0
| Price List only |  | Exchange rate | Exchange rate surcharge - 3.5%
| Price List only |  | Freight | Freight Charges |  | 0
| Price List only |  | Refnd-AMEX | Refnd-AMEX |  | 0
| Price List only |  | Refnd-MC | Refnd-Master Card |  | 0
| Price List only |  | Refnd-Visa | Refnd-Visa |  | 0
| Price List only |  | Wire | Wire Transfer |  | 0
| Price List only |  | Wire Charge | Wire Charge |  | 0
| Price List only |  | Write-Off | Write-Off |  | 0
| Catalogue only (not in price list) | Demo Materials | [5 empty] | COOKWARE KNOB FREE | Cookware Knob (FREE)
| Catalogue only (not in price list) | Demo Materials | [5 empty] | 1026.2.H2O | Pump for Lamotte Mini Cond.H2O
| Catalogue only (not in price list) | Demo Materials | [5 empty] | 140.H2O | 1.6 floz Oil Scents (12/Case)
| Catalogue only (not in price list) | Demo Materials | [5 empty] | 165.1.H2O | 4 in 1 Chlorine Test Kits
| Catalogue only (not in price list) | Demo Materials | [5 empty] | 204.H2O | Reagent Bottle with tip and cap
| Catalogue only (not in price list) | Demo Materials | [5 empty] | XX01415.H2O | SIMPLE H2O DEMO KIT - NEW
| Catalogue only (not in price list) | Demo Materials | [5 empty] | XX01415-IN.H2O | FOAM INSERT - DEMO KIT - NEW
| Catalogue only (not in price list) | Demo Materials | [5 empty] | LEATHER GIFT PACK.H2O | Leather Gift Gift Pack
| Catalogue only (not in price list) | Demo Materials | [5 empty] | COOKWARE BAG.H2O | Cookware Bag - Black
| Catalogue only (not in price list) | Demo Materials | [5 empty] | DVD-NUTRI.H2O | NUTRI STAHLCOOKWARE DVD
| Catalogue only (not in price list) | Demo Materials | [5 empty] | 4542-L.H2O | Precip Reagent A (#1) - 500ml
| Catalogue only (not in price list) | Demo Materials | [5 empty] | 4543-L.H2O | Precip Reagent B (#2) -500ml
| Catalogue only (not in price list) | Demo Materials | [5 empty] | LSBB01.SO | Oatmeal Bar Soap, Wrapped (Single)
| Catalogue only (not in price list) | Demo Materials | [5 empty] | NVXACGL.SO | Auto Dish Gel-Citrus-
| Catalogue only (not in price list) | Pur100-7 Replacement Parts | [5 empty] | 92648.H2O | Tee 1/4"QC for Flow Restrictor
| Catalogue only (not in price list) | Pur100-7 Replacement Parts | [5 empty] | 26279.H2O | Alkaline Filter
| Catalogue only (not in price list) | Pur100-7 Replacement Parts | [5 empty] | 92325.H2O | Booster Pump (kemflo)
| Catalogue only (not in price list) | Quick Connect | [5 empty] | 92276.IN | METAL VALVE,SADDLE,BRASS,SV-6
| Catalogue only (not in price list) | Soft & Soft+ Conditioner Replacement Parts | [5 empty] | 100311-1.H2O | Hood Assembly - Black
| Catalogue only (not in price list) | Soft & Soft+ Conditioner Replacement Parts | [5 empty] | 19797.H2O | Turbine Elextron Meter, 5600SE
| Catalogue only (not in price list) | Soft & Soft+ Conditioner Replacement Parts | [5 empty] | 21499.SO | RESIN,CATION,SOFTENER,FM
| Catalogue only (not in price list) | Soft & Soft+ Conditioner Replacement Parts | [5 empty] | 3515-14.H2O | Union Connector; Bulk 3/4" CTS
| Catalogue only (not in price list) | Soft & Soft+ Conditioner Replacement Parts | [5 empty] | 3515R-1410.H2O | 3/4 " x 1/2 " REDUCING UNION
| Catalogue only (not in price list) | Soft & Soft+ Conditioner Replacement Parts | [5 empty] | 3517-10.H2O | SoftenerFitting-UnionElbow 1/2 CTS
| Catalogue only (not in price list) | Soft & Soft+ Conditioner Replacement Parts | [5 empty] | 3517-14.H2O | Softener Fitting-Union Elbow 3/4 CTS
| Catalogue only (not in price list) | Soft & Soft+ Conditioner Replacement Parts | [5 empty] | 3524R-1004.H2O | 1/2" CTS X 1/4 " OD REDUCING BR REDUCING TEE
| Catalogue only (not in price list) | Soft & Soft+ Conditioner Replacement Parts | [5 empty] | 3524R-1410.H2O | 3/4" CTS X 1/2 " REDUCING BRANCH TEE
| Catalogue only (not in price list) | Soft & Soft+ Conditioner Replacement Parts | [5 empty] | 3539-14.H2O | 3/4" CTS Shut off valve
| Catalogue only (not in price list) | Soft & Soft+ Conditioner Replacement Parts | [5 empty] | 3550-1004.H2O | Tee Valve - 1/2" CTS x 1/4" OD
| Catalogue only (not in price list) | Soft & Soft+ Conditioner Replacement Parts | [5 empty] | 3561-0604.H2O | AdaptorValve 1/4 ODx3/8MCom
| Catalogue only (not in price list) | Soft & Soft+ Conditioner Replacement Parts | [5 empty] | 60010051.SC | Main PCB Board- FRONT DISPLAY- new conditioner.BOARD,CIRCUIT,DISPLAY,465,565,ECS, CAN850
| Catalogue only (not in price list) | Soft & Soft+ Conditioner Replacement Parts | [5 empty] | 60010179.H2O | Main PCB Board - REAR- new conditioner
| Catalogue only (not in price list) | Soft & Soft+ Conditioner Replacement Parts | [5 empty] | 77150-4.H2O | Valve/Head, 5600 SXT, MI , DF Complete GRAY UNITS
| Catalogue only (not in price list) | UV 10 Replacement Parts | [5 empty] | 36002018 (USE 400547) | Lamp UV10
| Catalogue only (not in price list) | UV 10 Replacement Parts | [5 empty] | 44301007 | Channeling Sleeve
| Catalogue only (not in price list) | UV 10 Replacement Parts | [5 empty] | 153013 | Sump #20
| Catalogue only (not in price list) | UV 10 Replacement Parts | [5 empty] | 151120 | O-Ring, UVB & O-Ring, UV20 Series, Pressure Housing
| Catalogue only (not in price list) | UV 10 Replacement Parts | [5 empty] | 15563543 (USE 26199) | CB20X 10 Micron Carbon Block Filter
| Catalogue only (not in price list) | UV 10 Replacement Parts | [5 empty] | 15501643.H2O | Plolyspun Cartridge, Sed., 20" - UV 10
| Catalogue only (not in price list) | UV 10 Replacement Parts | [5 empty] | 33003033.H2O | SD 5 Micron String Wound Sediment
| Catalogue only (not in price list) | UV15 Replacement Parts | [5 empty] | 36002018 (USE 400547) | Lamp UV15
| Catalogue only (not in price list) | UV15 Replacement Parts | [5 empty] | 15535843.H2O | Plolyspun Cartridge, Sed., 20" - UV 15
| Catalogue only (not in price list) | UV15 Replacement Parts | [5 empty] | 34202024 | O-Ring, UVBB Series, Outer Quartz
| Catalogue only (not in price list) | UV15 Replacement Parts | [5 empty] | 144368 | UVBB Sump Wrench
| Catalogue only (not in price list) | UV15 Replacement Parts | [5 empty] | 92506 | Housing, 1 1/2" UVBB Assy
| Catalogue only (not in price list) | UV15 Replacement Parts | [5 empty] | 92505 | Housing, 1 1/2" UVBB, Filter
| Catalogue only (not in price list) | UV15 Replacement Parts | [5 empty] | 36099106 | Stainless Sleeve, UVBB
| Catalogue only (not in price list) | UV15 Replacement Parts | [5 empty] | 153070 | Sump, #20BB
| Catalogue only (not in price list) | WHF Replacement Parts | [5 empty] | 15530543.H2O (USE 36157) | S120BB Sediment Filter . - WHF
| Catalogue only (not in price list) | WHF Replacement Parts | [5 empty] | 15578343.H2O (USE 36020) | EPM20BB CARBON - WHF
| Catalogue only (not in price list) | Commercial Replacement Parts | [5 empty] | 21491.SO | RESIN,ANION,A860 - Tannin Resin
| Catalogue only (not in price list) | Commercial Replacement Parts | [5 empty] | 26091.SO | 5 Microne String wound filter for Commercial 300
| Catalogue only (not in price list) | Commercial Replacement Parts | [5 empty] | 15510943.SO | GAC 10” carbon filter for Commercial 300
| Catalogue only (not in price list) | SIM Replacement Parts | [5 empty] | 2510-205.SO | SIM CONTROL HEAD
| Catalogue only (not in price list) | SIM Replacement Parts | [5 empty] | 22510.SO | Nextsand for SIM
| Catalogue only (not in price list) | Paper Work | [5 empty] | 516.TDC | Deal PacksS (Pack 50)
| Catalogue only (not in price list) | Paper Work | [5 empty] | 518.TDC | HFF Brochure (Pack 50)
| Catalogue only (not in price list) | Paper Work | [5 empty] | 521.1.TDC | New Conditioner Brochure City/Country - (Pack 50)
| Catalogue only (not in price list) | Paper Work | [5 empty] | 524.TDC | UV Brochure (Pack 50)
| Catalogue only (not in price list) | Paper Work | [5 empty] | 528.TDC | Quick Connect Brochure - Single Page (Pack 50)
| Catalogue only (not in price list) | Paper Work | [5 empty] | 530.TDC | The Career Express Brochure - Packs of 100
| Catalogue only (not in price list) | Paper Work | [5 empty] | 550NEW.TDC | 5 Year Soap Brochure -Unlaminated (50 per pk)
| Catalogue only (not in price list) | 888 Series Faucets | [5 empty] | 70040038 | Air-Gap - Antique Brass - 14 Day Lead (Special Order)
| Catalogue only (not in price list) | 888 Series Faucets | [5 empty] | 87612 | Air-Gap - Brushed Chrome (Special Order)
| Catalogue only (not in price list) | 888 Series Faucets | [5 empty] | 87581 (Use FLR-828PSBN) | Non-Air-Gap - Brushed Nickle (Stock)
| Catalogue only (not in price list) | 888 Series Faucets | [5 empty] | 87585 | Non-Air-Gap - Satin Nickle - 120 Day Lead (Special Order)
| Catalogue only (not in price list) | 888 Series Faucets | [5 empty] | 87588 | Non-Air-Gap - Antique Brass (Special Order)
| Catalogue only (not in price list) | 905 Series Faucets | [5 empty] | 70040045 | Non-Air-Gap - Antique Bronze (Special Order)
| Catalogue only (not in price list) | 905 Series Faucets | [5 empty] | 70040054 | Non-Air-Gap - Antique Wine - 120 Day Lead (Special Order)
| Catalogue only (not in price list) | 905 Series Faucets | [5 empty] | 70040062 | Air-Gap - Oil Rubbed Bronze - 1 4Day Lead (Special Order)
| Catalogue only (not in price list) | 905 Series Faucets | [5 empty] | 87582 | Non-Air-Gap - Polished Chrome (Special Order)
| Catalogue only (not in price list) | 905 Series Faucets | [5 empty] | 87583 | Non-Air-Gap - Brushed Nickel (Special Order)
| Catalogue only (not in price list) | 905 Series Faucets | [5 empty] | 87592 | Air-Gap - Chrome (Special Order)
| Catalogue only (not in price list) | 905 Series Faucets | [5 empty] | 87594 | Air-Gap - Brushed Nickel (Special Order)
| Catalogue only (not in price list) | 905 Series Faucets | [5 empty] | 87595 | Air-Gap - Black (Special Order)
| Catalogue only (not in price list) | 905 Series Faucets | [5 empty] | 87611 | Air-Gap - Brushed Chrome (Special Order)
| Catalogue only (not in price list) | Special Order Items | [5 empty] | 155255.H2O | Cartridge Empty
| Catalogue only (not in price list) | Special Order Items | [5 empty] | 92282 | R.O. 14 Storage Tank Amtrol
| Catalogue only (not in price list) | Special Order Items | [5 empty] | 92370 | PAE RO Sotrage Tank, 3.2 Gal
| Catalogue only (not in price list) | Special Order Items | [5 empty] | 33180 | WR45R Storage Tank, Total Volume - 14 Gallons - Flexcon
| Catalogue only (not in price list) | Special Order Items | [5 empty] | 33181 | WR60R Storage Tank, Total Volume - 20 Gallons - Flexcon
| Catalogue only (not in price list) | Special Order Items | [5 empty] | 33182 | WR80R Storage Tank, Total Volume - 26 Gallons - Flexcon
| Catalogue only (not in price list) | Special Order Items | [5 empty] | 33183 | WR100R Storage Tank, Total Volume - 32 Gallons - Flexcon
| Catalogue only (not in price list) | WaterBox Replacement Parts | [5 empty] | 581.H2O | WaterBox - Twist Sediment Filter
| Catalogue only (not in price list) | WaterBox Replacement Parts | [5 empty] | 582.H2O | WaterBox - Twist Carbon Filter
| Catalogue only (not in price list) | Version 1 - 7 Stage RO Ceramic Sterilization System Replacement Parts | [5 empty] | 145.H2O | Wall Mount
| Catalogue only (not in price list) | Version 1 - 7 Stage RO Ceramic Sterilization System Replacement Parts | [5 empty] | 92711.H2O | Single O Ring Clear Bucket (Replaced Part #008)